## 2-7
CPDC Proj No: | [7 empty] | THE CALIFORNIA STATE UNIVERSITY | [6 empty] | Date: | [8 empty] | State Funded | [8 empty] | Campus/Other Funded
Project Type: |  |  | SELECT |  |  |  |  | CAPITAL OUTLAY ESTIMATE (Form CPDC 2-7) | [6 empty] | Budget Year: | 2026/27 |  | ANALYSIS AND | [5 empty] | THE CALIFORNIA STATE UNIVERSITY | [5 empty] | THE CALIFORNIA STATE UNIVERSITY
[7 empty] | Project Schedule |  |  |  |  | Duration |  |  | CCCI: | 10461 |  | SUMMARY OF FEES |  |  |  | CAPITAL OUTLAY ESTIMATE (FORM CPDC 2-7) | [7 empty] | CAPITAL OUTLAY ESTIMATE (Form CPDC 2-7)
[7 empty] | Project Started |  |  | @ | 2026-07-01 |  |  |  | EPI: | 5000
Campus: |  |  | SELECT CAMPUS |  |  |  | Schematics Approval (BOT) |  |  | @ | 2026-11-28 | 150 | [5 empty] | COST PER GSF |  | Campus | SELECT CAMPUS | [5 empty] | Date |  |  | Campus | SELECT CAMPUS |  |  |  |  | Date
Project: | [6 empty] | Preliminary Plans Completed.................................................................................................. |  |  | @ | 2027-01-27 | 60 |  |  | New Const | Reno |  | W/ PRORATA OF |  | Project | 0 | [5 empty] | CCCI: | 10461 |  | Project | 0 |  |  |  |  | CCCI | 10461
[7 empty] | Working Drawings Completed.............................................................................................. |  |  | @ | 2027-09-24 | 240 | ASF |  |  |  |  | GC / OH+P / Ins
Arch/Engr: |  |  | [ AE Firm Name ] |  |  |  | Construction Started (NTP)........................................................................................................ |  |  | @ | 2028-03-22 | 180 | GSF
Contractor: |  |  | [ Contractor Company Name ] |  |  |  | Construction Completed (NOC)........................................................................................................ |  |  | @ | 2029-09-13 | 540 | Efficiency: |  | 0% | 0% |  | FOR BOT |  | REQUIRED BASIC SERVICES |  |  |  | PWC | P |  | W | C |  | REQUIRED BASIC SERVICES |  |  | PWC | P |  | W | C
Delivery Type: |  |  | SELECT DELIVERY TYPE |  |  |  | Total Project Duration (Calendar Days) |  |  |  |  | 1170
Milestone: |  |  | SELECT MILESTONE PHASE |  |  |  | NEW CONSTRUCTION |  |  |  | RENOVATION |  |  |  | TOTAL | $/sq.ft.
| BUILDING | [5 empty] | STATE |  | CAMPUS |  | STATE |  | CAMPUS | [7 empty] | AE FEES |  |  | 0 | 0 |  | 0 | 0 |  |  | AE FEES |  | 0 | 0 |  | 0 | 0
| A10 | Foundations....................................................................................................................................................................… |  |  |  | $ | [11 empty] | NEW | RENOVATION |  | CM SERVICE FEES |  |  | 0 | 0 |  | 0 | 0 |  |  | CM SERVICE FEES |  | 0 | 0 |  | 0 | 0
| A20 | Basement Construction....................................................................................................................................................................… |  |  |  | $ | [11 empty] | $/GSF | $/GSF |  | TOTAL AE / CM SERVICES |  |  | 0 | 0 |  | 0 | 0 |  |  | TOTAL AE / CM SERVICES |  | 0 | 0 |  | 0 | 0
| A | SUBSTRUCTURE....................................................................................................................................................................… |  |  |  | $ | 0 | $ | 0 | $ | 0 | $ | 0 | $ | 0 | #DIV/0! | SUBSTRUCTURE | 0 | 0
| B10 | Superstructure(Vertical, Floor, & Roof)....................................................................................................................................................................… |  |  |  | $ | [13 empty] | REQUIRED ADDITIONAL SERVICES |  |  |  | PWC | P |  | W | C |  | REQUIRED ADDITIONAL SERVICES |  |  | PWC | P |  | W | C
| B20 | Exterior Enclosure....................................................................................................................................................................... |  |  |  | $
| B30 | Roofing....................................................................................................................................................................… |  |  |  | $ | [14 empty] | SPECIALTY CONSULTANTS | [9 empty] | SPECIALTY CONSULTANTS
| B | SHELL....................................................................................................................................................................… |  |  |  | $ | 0 | $ | 0 | $ | 0 | $ | 0 | $ | 0 | #DIV/0! | SHELL | 0 | 0 |  | SELECT CONSULTANT |  |  | 0 | 0 |  | 0 | 0 |  |  | SELECT CONSULTANT |  | 0 | 0 |  | 0 | 0
| C10 | Interior Construction....................................................................................................................................................................… |  |  |  | $ | [14 empty] | SELECT CONSULTANT |  |  | 0 | 0 |  | 0 | 0 |  |  | SELECT CONSULTANT |  | 0 | 0 |  | 0 | 0
| C20 | Stairways....................................................................................................................................................................… |  |  |  | $ | [14 empty] | SELECT CONSULTANT |  |  | 0 | 0 |  | 0 | 0 |  |  | SELECT CONSULTANT |  | 0 | 0 |  | 0 | 0
| C30 | Interior Finishes....................................................................................................................................................................… |  |  |  | $ | [14 empty] | SELECT CONSULTANT |  |  | 0 | 0 |  | 0 | 0 |  |  | SELECT CONSULTANT |  | 0 | 0 |  | 0 | 0
| C | INTERIORS....................................................................................................................................................................… |  |  |  | $ | 0 | $ | 0 | $ | 0 | $ | 0 | $ | 0 | #DIV/0! | INTERIORS | 0 | 0 |  | SELECT CONSULTANT |  |  | 0 | 0 |  | 0 | 0 |  |  | SELECT CONSULTANT |  | 0 | 0 |  | 0 | 0
| D10 | Conveying Systems....................................................................................................................................................................… |  |  |  | $ | [14 empty] | CEQA/EIR Consultant |  |  | 0 | 0 |  | 0 | 0 |  |  | CEQA/EIR Consultant |  | 0 | 0 |  | 0 | 0
| D20 | Plumbing Systems....................................................................................................................................................................… |  |  |  | $
| D30 | HVAC Systems....................................................................................................................................................................… |  |  |  | $ | [14 empty] | AGENCY CODE APPROVALS/COMPLIANCE + CSU/STATE POLICIES | [9 empty] | APPROVALS + CODE COMPLIANCE + CSU/STATE POLICIES
| D40 | Fire Protection Systems....................................................................................................................................................................… |  |  |  | $ | [14 empty] | Mechanical Review Board (MRB) |  |  | #DIV/0! | #DIV/0! |  | #DIV/0! | 0 |  |  | Mechanical Review Board (MRB) |  | #DIV/0! | #DIV/0! |  | #DIV/0! | 0
| D50 | Electrical Systems....................................................................................................................................................................… |  |  |  | $ | [14 empty] | Plan Check |  |  | 0 | 0 |  | 0 | 0 |  |  | Plan Check |  | 0 | 0 |  | 0 | 0
| D5050 Telecom....................................................................................................................................................................… |  |  |  |  | $ | [14 empty] | DSA Review |  |  | 0 | 0 |  | 0 | 0 |  |  | DSA Review |  | 0 | 0 |  | 0 | 0
| D | BUILDING SERVICES....................................................................................................................................................................… |  |  |  | $ | 0 | $ | 0 | $ | 0 | $ | 0 | $ | 0 | #DIV/0! | BUILDING SERVICES | 0 | 0 |  | CASp Inspections |  |  | 0 | 0 |  | 0 | 0 |  |  | CASp Inspections |  | 0 | 0 |  | 0 | 0
| E10 | Group I Equipment....................................................................................................................................................................… |  |  |  | $ | [14 empty] | State Fire Marshal and CSU Fire Safety |  |  | 0 | 0 |  | 0 | 0 |  |  | State Fire Marshal and CSU Fire Safety |  | 0 | 0 |  | 0 | 0
| E20 | Furnishings (i.e.Group I casework)...................................................................................................................................................................… |  |  |  | $ | [14 empty] | Seismic Peer Review Board (SRB) |  |  | #DIV/0! | #DIV/0! |  | #DIV/0! | 0 |  |  | Seismic Peer Review Board (SRB) |  | #DIV/0! | #DIV/0! |  | #DIV/0! | 0
| E | EQUIPMENT AND FURNISHINGS....................................................................................................................................................................… |  |  |  | $ | 0 | $ | 0 | $ | 0 | $ | 0 | $ | 0 | #DIV/0! | EQUIP & FURNISHINGS | 0 | 0
| F10 | Special Construction....................................................................................................................................................................… |  |  |  | $ | [14 empty] | TYPICAL PROJECT ADDITIONAL SERVICES | [9 empty] | TYPICAL PROJECT ADDITIONAL SERVICES
| F20 | Selective Demolition (Excluding hazmat removal)....................................................................................................................................................................… |  |  |  | $ | [14 empty] | Sustainable Registration/Certification Fees |  |  | 0 | 0 |  | 0 | 0 |  |  | Sustainable Registration/Certification Fees |  | 0 | 0 |  | 0 | 0
| F2020 Hazardous Material Removal....................................................................................................................................................................… |  |  |  |  | $ | [14 empty] | Sustainable Documentation/Verification |  |  | 0 | 0 |  | 0 | 0 |  |  | Sustainable Documentation/Verification |  | 0 | 0 |  | 0 | 0
| F50 | Sustainable Building Measures.................................................................................................... |  |  |  | $ | [14 empty] | Design Honorarium (Design-Build) |  |  | 0 | 0 |  | 0 | 0 |  |  | Design Honorarium (Design-Build) |  | 0 | 0 |  | 0 | 0
| F | SPECIAL CONSTRUCTION & DEMOLITION....................................................................................................................................................................… |  |  |  | $ | 0 | $ | 0 | $ | 0 | $ | 0 | $ | 0 | #DIV/0! | SPE. CONS & DEMO | 0 | 0 |  | Survey |  |  | 0 | 0 | 0 | 0 | 0 |  |  | Survey |  | 0 | 0 |  | 0 | 0
| F60 | GENERAL REQUIREMENTS - Building…………………………………………………….. |  |  |  | $ | [8 empty] | 0 | #DIV/0! | GEN. REQUIREMENTS | 0 | 0 |  | Soils |  |  | 0 | 0 | 0 | 0 | 0 |  |  | Soils |  | 0 | 0 |  | 0 | 0
1. | TOTAL BUILDING....................................................................................................................................................................… |  |  |  |  | $ | 0 | $ | 0 | $ | 0 | $ | 0 | $ | 0 | #DIV/0! |  |  |  |  | Field Investigation |  |  | 0 | 0 |  | 0 | 0 |  |  | Field Investigation |  | 0 | 0 |  | 0 | 0
| G1020 |  | Site Prep & Site Improvements....................................................................................................................................................................… |  |  | $ | 0 |  | 0 |  | 0 |  | 0 | [7 empty] | Destructive Testing |  |  | 0 | 0 | 0 | 0 | 0 |  |  | Destructive Testing |  | 0 | 0 |  | 0 | 0
| G3040 |  | Site Utilities (Civil, Mechanical, Electrical & Telecom)....................................................................................................................................................................… |  |  | $ | [8 empty] | Bldg+GC+Ins | 0 | Building Cost/GSF | 0 | 0 |  | Hazardous Material Survey/Bid Documents |  |  | 0 | 0 |  | 0 | 0 |  |  | Hazardous Material Survey/Bid Documents |  | 0 | 0 |  | 0 | 0
| G2050 |  | Landscape Budget ....................................................................................................................................................................… |  |  | $ | [14 empty] | Hazardous Material Monitoring |  |  | 0 | 0 |  | 0 | 0 |  |  | Hazardous Material Monitoring |  | 0 | 0 |  | 0 | 0
| G50 |  | Sustainable Site Measures.................................................................................................... |  |  | $ | [14 empty] | Commissioning |  |  | #DIV/0! | #DIV/0! |  | #DIV/0! | #DIV/0! |  |  | Commissioning |  | #DIV/0! | #DIV/0! |  | #DIV/0! | #DIV/0!
| G90 |  | Other Site Construction........................................................................ |  |  | $ | [14 empty] | BIM Model Conformed to CAFM |  |  | 0 | 0 |  | 0 | 0 |  |  | BIM Model Conformed to CAFM |  | 0 | 0 |  | 0 | 0
| G100 |  | General Requirements - Sitework………………………………………………………………………………………… |  |  | $ | [11 empty] | Building (New) | Building (Reno) |  | Sea-Level Rise (Flood Control) |  |  | 0 | 0 |  | 0 | 0 |  |  | Sea-Level Rise (Flood Control) |  | 0 | 0 |  | 0 | 0
2. | TOTAL SITEWORK....................................................................................................................................................................… |  |  |  |  | $ | 0 | $ | 0 | $ | 0 | $ | 0 | $ | 0 | #DIV/0! | Prorata Cost GC | 0% | 0% |  | SWPPP QSD/QSP Services |  |  | #DIV/0! | 0 |  | #DIV/0! | 0 |  |  | SWPPP QSD/QSP Services |  | #DIV/0! | 0 |  | #DIV/0! | 0
3. | SUBTOTAL: BUILDING and SITEWORK ...................................……………………………………………………. |  |  |  |  | $ | 0 | $ | 0 | $ | 0 | $ | 0 | $ | 0 |  | Prorata Cost Ins | 0% | 0% |  | Design Assist Addition to Preliminary Phase |  |  | 0 | 0 | [5 empty] | Design Assist Addition to Preliminary Phase |  | 0 | 0
4. | Escalation to midpoint of Construction....................................................................................................................................................................… |  |  |  |  | $ | 0 | $ | 0 | $ | 0 | $ | 0 | $ | 0 |  | Prorata GC/Ins | 0 | 0 |  | Design Assist Reduction to Construction Phase |  |  | 0 |  |  |  | 0 |  |  | Design Assist Reduction to Construction Phase |  | 0 |  |  |  | 0
5. | SUBTOTAL: BUILDING, SITEWORK AND ESCALATION...................................……………… |  |  |  |  | $ | 0 | $ | 0 | $ | 0 | $ | 0 | $ | 0 | #DIV/0! | Total Bldg | 0 | 0
6. | Z10 | GENERAL CONDITIONS / OH & P………..….……………..…………….. |  |  | #DIV/0! | $ | 0 | $ | 0 | $ | 0 | $ | 0 | $ | 0 | #DIV/0! | Total Bldg / GSF | 0 | 0 |  | CAMPUS SPECIFIC ADDITIONAL FEES | [9 empty] | CAMPUS SPECIFIC ADDITIONAL FEES
| a. | ………..………...Not Applicable ………….………......…. |  |  | #DIV/0! | $ | 0 | $ | 0 | $ | 0 | $ | 0 | $ | 0 | [5 empty] | Inspector of Record |  |  | 0 | 0 |  | 0 | 0 |  |  | Inspector of Record |  | 0 | 0 |  | 0 | 0
| b. | ……………….....Not Applicable …....….…………………...…….. |  |  | #DIV/0! | $ | 0 | $ | 0 | $ | 0 | $ | 0 | $ | 0 | [5 empty] | [ Insert additional project specific costs ] |  |  | 0 | 0 |  | 0 | 0 |  |  | [ Insert additional project specific costs ] |  | 0 | 0 |  | 0 | 0
| c. | ……………….....Not Applicable …....….…………………...…….. |  |  | #DIV/0! | $ | 0 | $ | 0 | $ | 0 | $ | 0 | $ | 0 |  |  | Site (New) | Site (Reno) |  | [ Insert additional project specific costs ] |  |  | 0 | 0 |  | 0 | 0 |  |  | [ Insert additional project specific costs ] |  | 0 | 0 |  | 0 | 0
| d. | ……………….....Not Applicable …....….…………………...…….. |  |  | #DIV/0! | $ | 0 | $ | 0 | $ | 0 | $ | 0 | $ | 0 |  | Prorata Cost GC | 0% | 0% |  | [ Insert additional project specific costs ] |  |  | 0 | 0 |  | 0 | 0 |  |  | [ Insert additional project specific costs ] |  | 0 | 0 |  | 0 | 0
| e. | ……………….....Not Applicable …....….…………………...…….. |  |  | #DIV/0! | $ | 0 | $ | 0 | $ | 0 | $ | 0 | $ | 0 |  | Prorata Cost Ins | 0% | 0%
| f. | ……………….....Not Applicable …....….…………………...…….. |  |  | #DIV/0! | $ | 0 | $ | 0 | $ | 0 | $ | 0 | $ | 0 |  | Prorata GC/Ins | 0 | 0 |  | ACQUISITION: DUE DILIGENCE FEES | [9 empty] | ACQUISITION: DUE DILIGENCE FEES
7. | TOTAL GMP............................................................................................. |  |  |  | #DIV/0! | $ | 0 | $ | 0 | $ | 0 | $ | 0 | $ | 0 | #DIV/0! | Total Site | 0 | 0 |  | Appraisal |  |  | 0 | 0 |  | 0 | 0 |  |  | Appraisal |  | 0 | 0 |  | 0 | 0
8. | FEES & CONTINGENCY (Basic Services)…………………………………………….…………………… | [9 empty] | STATE |  | CAMPUS | [7 empty] | Title Insurance, Escrow Fee |  |  | 0 | 0 |  | 0 | 0 |  |  | Title Insurance, Escrow Fee |  | 0 | 0 |  | 0 | 0
| a. | A/E Services During PW…...………………………………………………………….................................................................................. | [6 empty] | #DIV/0! | $ | 0 | $ | 0 |  |  |  |  | 0 | 0 |  | Environmental Site Assessment (ESA) |  |  | 0 | 0 |  | 0 | 0 |  |  | Environmental Site Assessment (ESA) |  | 0 | 0 |  | 0 | 0
| b. | A/E Services During Construction…...……………………………………………………….................................................................................. | [6 empty] | #DIV/0! | $ | 0 | $ | 0 |  |  |  |  | BLDG+SITE (New) | BLDG+SITE (Reno) |  | Relocation Assistance Program (RAP) |  |  | 0 | 0 |  | 0 | 0 |  |  | Relocation Assistance Program (RAP) |  | 0 | 0 |  | 0 | 0
| c. | Project Management and Administration................................................................................................................................................................ | [6 empty] | #DIV/0! | $ | #DIV/0! | $ | #DIV/0! | [7 empty] | Attorney General Fees |  |  | 0 | 0 |  | 0 | 0 |  |  | Attorney General Fees |  | 0 | 0 |  | 0 | 0
| d. | Campus Project Contingency.................................................................................................................................................................................................... | [6 empty] | #DIV/0! | $ | 0 | $ | 0 |  | 0 |  |  | 0 |  |  | DGS Fee |  |  | 0 | 0 |  | 0 | 0 |  |  | DGS Fee |  | 0 | 0 |  | 0 | 0
| e. | Total Fees & Contingency...........................................................................................................…….................................................................................. | [6 empty] | #DIV/0! | $ | #DIV/0! | $ | #DIV/0! | $ | #DIV/0! |  |  | CAMPUS PROJECT CONTINGENCY |  |  | [ Insert additional project specific costs ] |  |  | 0 | 0 |  | 0 | 0 |  |  | [ Insert additional project specific costs ] |  | 0 | 0 |  | 0 | 0
9. | SUBTOTAL: CONSTRUCTION COST, FEES & CONTINGENCY (Items 7 & 8e)........................................................................................................................................................................................................... | [8 empty] | $ | #DIV/0! | $ | #DIV/0! | $ | #DIV/0! | [5 empty] | TOTAL ADDITIONAL SERVICES |  |  | #DIV/0! | #DIV/0! |  | #DIV/0! | #DIV/0! |  |  | TOTAL ADDITIONAL SERVICES |  | #DIV/0! | #DIV/0! |  | #DIV/0! | #DIV/0!
10. | CEQA On-Site/Off-Site Mitigation.................................................................................................................................................................................................\ | [8 empty] | $ | 0 | $ | 0 |  |  |  |  | #DIV/0!
11. | Required Additional Services During PW Phase....................................................................................................................................................................… | [8 empty] | $ | #DIV/0! | $ | #DIV/0! |  |  |  |  | FEES + ESCALATION |  |  | TOTAL BASIC + ADDITIONAL SERVICES |  |  | #DIV/0! | #DIV/0! | 0 | #DIV/0! | #DIV/0! |  |  | TOTAL BASIC + ADDITIONAL SERVICES |  | #DIV/0! | #DIV/0! | 0 | #DIV/0! | #DIV/0!
12. | Required Additional Services During Construction....................................................................................................................................................................… | [8 empty] | $ | #DIV/0! | $ | #DIV/0!
| a. | Builders Risk Insurance Premium/ Seismic Fund……………….………………………………………………………………………. | [7 empty] | $ | #DIV/0! | $ | #DIV/0!
| b. | Owner Controlled Insurance Premium ………………………………………………………………………………………...……………………………………………… | [7 empty] | $ | #DIV/0! | $ | #DIV/0!
13. | SUBTOTAL: PROJECT COST excl. Group II Equipment......................................................................................................................... | [8 empty] | $ | #DIV/0! | $ | #DIV/0! | $ | #DIV/0! | #DIV/0! |  | #DIV/0!
14. | Group II Equipment................................................................................................................................................................................................................ | [8 empty] | $ | 0 | $ | 0 | [6 empty] | MANDATED COLLECTED FEES | [9 empty] | MANDATED COLLECTED FEES
15. | TOTAL: PROJECT COST incl. Group II Equipment......................................................................................................................... | [8 empty] | $ | #DIV/0! | $ | #DIV/0! | $ | #DIV/0! | #DIV/0! |  |  |  |  | CPDC Fee (1.5%) | [7 empty] | 0 |  | CPDC Fee (0.5%) | [6 empty] | 0
16. | Project Funds | [19 empty] | CSU Fire Safety (0.6%) | [7 empty] | 0 |  | CSU Fire Safety (0.6%) | [6 empty] | 0
| a. | Campus Designated Reserves………………………………...…………………………………………………….................…………….................................................................................. | [9 empty] | $ | [15 empty] | TOTAL: | 0 | [7 empty] | TOTAL: | 0
| b. | Systemwide Revenue Bond………………………………...……………………………………………………............…………….................................................................................. | [9 empty] | $ | [7 empty] | CSU INSURANCE COVERAGES* |  |  | (input rate info on INSURANCE tab) | [6 empty] | CSU INSURANCE COVERAGES* |  | (input rate info on INSURANCE tab)
| c. | State Appropriation………………………………...………………………………….......................……………………………….................................................................................. | [9 empty] | $ | [8 empty] | Builders Risk Premium | [7 empty] | #DIV/0! |  | Builders Risk Premium | [6 empty] | #DIV/0!
| d. | Donor / Auxiliary / Other Funds……………...................…......................................................................................................................................................................................... | [9 empty] | $ | [8 empty] | Owner Controlled Insurance Program Premium | [7 empty] | #DIV/0! |  | Owner Controlled Insurance Program Premium | [6 empty] | #DIV/0!
17. | Additional Funds Required (Item 15 minus Items 16a thru 16e) .....................................................................................................................................… | [10 empty] | $ | #DIV/0! | [7 empty] | Construction Project Seismic Fund | [7 empty] | #DIV/0! |  | Construction Project Seismic Fund | [6 empty] | #DIV/0!
18. | Project Fund Schedule | [5 empty] | State |  |  |  | Campus
|  | Received prior to |  | 2026/27 | ...........................................……… | $ |  |  |  | $ |  |  | State |  | Campus | [5 empty] | Note: Delay in Construction Coverage is Optional - Add to TOTAL | [5 empty] | BRIP + Seismic TOTAL: |  | #DIV/0! |  | Note: Delay in Construction Coverage is Optional - Add to TOTAL |  |  |  |  | BRIP + Seismic TOTAL: |  | #DIV/0!
|  | Requested for |  | 2026/27 | ...........................................……… | $ |  |  |  | $ |  |  | #DIV/0! | P | #DIV/0! | P |  |  |  | *The Builders Risk Insurance premium, Delayed Construction Coverage and the Construction Project Seismic Fund are reflected in the LINE 5, total construction, and should be deducted from construction estimate when advertising for bids. CPDC will invoice after NTP is issued. | [9 empty] | *The Builders Risk Insurance premium, Delayed Construction Coverage and the Construction Project Seismic Fund are reflected in the LINE 5, total construction, and should be deducted from construction estimate when advertising for bids. CPDC will invoice after NTP is issued.
|  | Requested after |  | 2026/27 | ...........................................……… | $ |  |  |  | $ |  |  | #DIV/0! | W | #DIV/0! | W
[13 empty] | #DIV/0! | C | #DIV/0! | C
[13 empty] | #DIV/0! |  | #DIV/0!
|  | Paul Gannoe, Assistant Vice Chancellor | [10 empty] | 0 | E | 0 | E
The California State University, Capital Planning, Design and Construction
[7 empty] | BASELINE ESTIMATE MODIFIER | [5 empty] | CCCI |  | EPI
[7 empty] | YEAR Cost Estimate Generated |  |  |  | 2025/26 |  | 10461 |  | 5000
[13 empty] | 1 |  | 1
SUMMARY OF FEES [PRORATA OF GC + ESC]
[6 empty] | STATE | [5 empty] | NON STATE
[6 empty] | GSF |  |  | 0 |  |  | GSF |  |  | 0
[6 empty] | Bldg Cost |  |  | 0 |  | #DIV/0! | Bldg Cost |  |  | 0 | #DIV/0!
[6 empty] | Total GC |  |  | 0 |  | #DIV/0! | Total GC |  |  | 0 | #DIV/0!
[6 empty] | Bldg GC |  |  | #DIV/0! |  |  | Bldg GC |  |  | #DIV/0!
[6 empty] | Site Cost |  |  | 0 |  | #DIV/0! | Site Cost |  |  | 0 | #DIV/0!
[6 empty] | Site GC |  |  | #DIV/0! |  | #DIV/0! | Site GC |  |  | #DIV/0! | #DIV/0!
[6 empty] | Tot. Bldg & Site |  |  | #DIV/0! |  |  | Tot. Bldg & Site |  |  | #DIV/0!
[6 empty] | Escalation |  |  | 0 |  |  | Escalation |  |  | 0
[6 empty] | Total Const Cost |  |  | #DIV/0! |  |  | Total Const Cost |  |  | #DIV/0!
[6 empty] | Prorata Bldg Esc |  |  | #DIV/0! |  |  | Prorata Bldg Esc |  |  | #DIV/0!
[6 empty] | Prorata Site Esc |  |  | #DIV/0! |  |  | Prorata Site Esc |  |  | #DIV/0!
[6 empty] | Bldg+Prorata GC |  |  | #DIV/0! |  |  | Bldg+Prorata GC |  |  | #DIV/0!
[6 empty] | Site+Prorata GC |  |  | #DIV/0! |  |  | Site+Prorata GC |  |  | #DIV/0!
[6 empty] | Bldg+Prorata/GSF |  |  | #DIV/0! |  |  | Bldg+Prorata/GSF |  |  | #DIV/0!
[6 empty] | Bldg+Prorata GC+Esc |  |  | #DIV/0! |  |  | Bldg+Prorata GC+Esc |  |  | #DIV/0!
[6 empty] | Site+Prorata GC+Esc |  |  | #DIV/0! |  |  | Site+Prorata GC+Esc |  |  | #DIV/0!
[6 empty] | Bldg+Prorata/GSF |  |  | #DIV/0! |  |  | Bldg+Prorata/GSF |  |  | #DIV/0!
Note on E72: Per Feasibility Study or transfer calculated estimate costs from "USER INPUT" tab
Note on H66: Per BOT approved FEIR: Cost identifying negotiated mitigation cost per the BOT approved Master Plan (CEQA/FEIR)
Note on M31: Per Feasibility Study or transfer calculated estimate costs from "USER INPUT" tab
Note on M36: F2020: Reflects Removal only. Costs for Haz Mat Survey and Monitoring should be identified under additional services (pg 2&3)
Note on M37: F30: Per Feasibility Study
Note on M41: G1020: Sitework cost is per Feasibility Study or 3% of Building Costs
Note on M42: G3040: Feasibility Study
Note on M44: G50: Per Feasibility Study
Note on P60: To Generate: Select Space Type on USER TAB to generate AE FEE basis
Note on P61: To Generate: Select Space Type on USER TAB to generate AE FEE basis
Note on P62: Per SUAM 9034.01: Academic: 1.5% CPDC + 5.5% Campus Admin Fee Self-support: 0.5% CPDC + 6.5% Campus Admin Fee
Note on P63: Refer to REFERENCE TAB for different % per Delivery method
Note on T5: Insert # of days for duration for each Phase
Note on U7: CPDC: Assignable Square Feet
Note on U8: CPDC: Gross Square Feet
Note on AC29: CPDC: Updated per BU-10-01 DSA Fee Increase
Note on AD31: CPDC: 0.6% for SFM and 0.6% for CSU Fire Safety
Note on AD46: CPDC: Sea-Level Rise analysis required per EO S-13-08 for low elevation or COASTAL AREAS. Campus to identify additional costs to design to recommended standards
Note on AD47: CPDC: Identifies requirements per SWRCB 2009-009-DWQ
Note on AD57: Work with Real Estate Services/DGS for cost estimates
Note on AJ31: CPDC: 0.6% for SFM + 0.6% for CSU Fire Safety
Note on AJ47: CPDC: Calculation Includes: - QSP/QSD Design Services - Permit
Note on AK47: CPDC: Calculation Includes: -TESTING/INSPECTIONS (est $608 per #rainy days) -DOCUMENTATION of Binders (est$325 per mo) -REPORTING: REAPS, Logs, SMART,etc.. -TRAINING
Note on AN29: CPDC: Updated per BU-10-01 DSA Fee Increase
Note on AO31: CPDC: 0.6% for SFM + 0.6% for CSU Fire Safety
Note on AO46: CPDC: Sea-Level Rise analysis required per EO S-13-08 for low elevation or COASTAL AREAS. Campus to identify additional costs to design to recommended standards
Note on AO47: CPDC: Identifies requirements per SWRCB 2009-009-DWQ
Note on AO57: Work with Real Estate Services/DGS for cost estimates
Note on AU31: CPDC: 0.6% for SFM + 0.6% for CSU Fire Safety

## USER INPUT
OUTYEAR CALCULATIONS | [7 empty] | GROUP I |  | GROUP II |  |  | FACILITY
[5 empty] | RENOV |  |  | EQUIPMENT |  | EQUIPMENT |  |  | TYPE
SPACE TYPE |  | ASF | EFF % | GSF | USE 67% | $ / GSF | BLDG $ | GRP I % | TOTAL | $ / ASF | RENOV 50% | TOTAL | AE FEE
SELECT SPACE TYPE |  | 0 | 0% | 0 | 100% | 0 | 0 | 0% | 0 | 0 | 100% | 0 | -
SELECT SPACE TYPE |  | 0 | 0% | 0 | 100% | 0 | 0 | 0% | 0 | 0 | 100% | 0 | -
SELECT SPACE TYPE |  | 0 | 0% | 0 | 100% | 0 | 0 | 0% | 0 | 0 | 100% | 0 | -
SELECT SPACE TYPE |  | 0 | 0% | 0 | 100% | 0 | 0 | 0% | 0 | 0 | 100% | 0 | -
SELECT SPACE TYPE |  | 0 | 0% | 0 | 100% | 0 | 0 | 0% | 0 | 0 | 100% | 0 | -
SELECT SPACE TYPE |  | 0 | 0% | 0 | 100% | 0 | 0 | 0% | 0 | 0 | 100% | 0 | -
[ INSERT SPACE TYPE (NON-CAPACITY) ] |  | 0 | #DIV/0! | 0 | 100% | 0 | 0 | #DIV/0! | 0 | #DIV/0! | 100% | 0 | -
[ INSERT SPACE TYPE (NON-CAPACITY) ] |  | 0 | #DIV/0! | 0 | 100% | 0 | 0 | #DIV/0! | 0 | #DIV/0! | 100% | 0 | -
[ INSERT SPACE TYPE (NON-CAPACITY) ] |  | 0 | #DIV/0! | 0 | 100% | 0 | 0 | #DIV/0! | 0 | #DIV/0! | 100% | 0 | -
[ INSERT SPACE TYPE (NON-CAPACITY) ] |  | 0 | #DIV/0! | 0 | 100% | 0 | 0 | #DIV/0! | 0 | #DIV/0! | 100% | 0 | -
SPACE TYPE (PER UNIT) | UNIT | ASF | EFF % | GSF |  | $ / UNIT | BLDG $ | GRP I % | TOTAL | $ / ASF | RENOV 50% | TOTAL | AE FEE
SELECT SPACE TYPE | 0 | 0 | 0% | 0 | 100% | 0 | 0 | 0% | 0 | 0 | 100% | 0 | -
SELECT SPACE TYPE | 0 | 0 | 0% | 0 | 100% | 0 | 0 | 0% | 0 | 0 | 100% | 0 | -
|  | 0 | #DIV/0! | 0 |  |  | 0 |  | 0 |  |  | 0 | 0
For Outyear Projects: PLUG these values onto page 1:
[7 empty] | Line D |  | Line E |  |  | Line 14
2-7 QUICK START INSTRUCTIONS : THIS WILL NOT PRINT
1. Select appropriate SPACE TYPE(s). The costguide values will automatically populate the appropriate cells.
Do NOT skip this step. Even if outyear calcs are not needed, it is required to generate other calculations.
2. Insert associated ASF per each Space Type.
3. If Non-Capacity or space type without associated costguide values, User will need to manually input variables.(GSF, $/GSF, Grp I $, and Grp II $)
For OUTYEAR PROJECTS: Transfer PLUG values accordingly. Otherwise no action needed.

## Insurance (DBB)
CSU BUILDER'S RISK INSURANCE PROGRAM (BRIP)
Construction Project Enrollment Form
Construction beginning July 1, 2024 to June 30, 2025
(Enter all values highlighted in yellow.)
Project Delivery Method: (check one)
| þ Design-Bid-Build |  | o Design-Build | o Collaborative Design-Build |  |  | o CM at Risk
Project Information:
Campus: |  | SELECT CAMPUS |  | Auxiliary Organization:
Project Name: |  | 0 |  | CPDC Project #: |  | 0
Campus Project #:
Project Location: |  |  |  | # Stories above grade:
Project Description: |  |  |  | # Stories below grade:
General Contractor: |  | [ Contractor Company Name ] |  | Total Sq. Ft. (building): |  | 0
PREMIUM RATE TABLE Construction Class (Select one for largest component and insert in line F below) *REFER - Submit a Builders Risk Application to Alliant, available in MetaBIM | [5 empty] | New Construction or Nonstructural Reno | New Housing Construction or Nonstructural Reno | Reno Structural non-seismic | Housing Reno Structural non-seismic
| Wood Frame Construction (over $10,000,000) |  |  |  |  | *REFER | *REFER
| Wood Frame Construction (up to $10,000,000) |  |  |  |  | 0.55 | 0.605 | 0.825 | 0.90705 | 0.04069 | 0 | Construction Classification | Construction Classification Description
| Joisted Masonry (up to $24,999,999) |  |  |  |  | 0.17596 | 0.19355 | 0.26394 | 0.29033 | *REFER | #VALUE! | WOOD FRAME | Buildings where walls are constructed of wood or other combustible materials, including combustible materials are combined with other materials such as brick veneer, stone veneer, wood ironclad or stucco on wood. This includes projects of FRAME construction on top of concrete podiums or parking garages.
| Joisted Masonry (over $25,000,000) |  |  |  |  | *REFER |  |  |  | *REFER | #VALUE!
| Hybrid |  |  |  |  | *REFER | *REFER |  |  |  |  | JOISTED MASONRY | Buildings where the walls are constructed of masonry materials such as clay, adobe, brick, gypsum block, cinder block, hollow concrete block, stone, tile, glass block or other similar material and where the floors and/or roof are combustible.
| Non-Combustible |  |  |  |  | 0.05904 | 0.06494 | 0.06494 | 0.09741
| Masonry Non-Combustible |  |  |  |  | 0.05904 | 0.06494 | 0.08856 | 0.09741 |  |  | HYBRID | Buildings where the walls, floors, and/or roof are constructed using FRAME construction with any combination of NON­COMBUSTIBLE, MASONRY NON-COMBUSTIBLE, or FIRE RESISTIVE construction. Hybrid Construction does not include FRAME construction on top of concrete podiums or parking garages.
| Concrete Tilt-up (wood roof) |  |  |  |  | 0.17596 | 0.19355 | 0.26394 | 0.29033
| Concrete Tilt-up (non-combustible roof) |  |  |  |  | 0.07699 | 0.08469 | 0.11549 | 0.12704 |  |  | NON-COMBUSTIBLE | Buildings where the walls, floors, and roof are constructed of and supported by metal, concrete, asbestos, gypsum or other non­combustible material.
| Fire Resistive |  |  |  |  | 0.05904 | 0.06494 | 0.08856 | 0.09741
| Structural Renovations |  |  |  |  | N/A | N/A | *REFER | *REFER |  |  | MASONRY NON-COMBUSTIBLE | Buildings where the walls are constructed of masonry materials of the type described in JOISTED MASONRY above, but with a floor and roof constructed of metal or other non-combustible materials.
| All Projects Over $100,000,000 |  |  |  |  | *REFER | *REFER | *REFER | *REFER
| All Other Construction (describe on next line) |  |  |  |  | *REFER | *REFER | *REFER | *REFER | 0.17596 | 0 | CONCRETE TILT-UP | Concrete elements (walls, columns, structural supports, etc.) are formed horizontally on a concrete slab; this normally requires the building floor as a building form but may be a temporary concrete casting surface near the building footprint. After the concrete has cured, the elements are "tilted" to the vertical position with a crane and braced into position until the remaining building structural components (roofs, intermediate floors and walls) are secured.
| DESCRIBE: | (fill in only if rate for All Other Construction is selected.) | [7 empty] | 0.19355 | 0
| Site Preparation |  |  |  |  | 0.04069 | 0.04069 | N/A | N/A | 0.55 | 0 | FIRE RESISTIVE | Buildings where the walls, floors, doors, and roof are constructed of fire resistive materials having a fire resistance rating of not less than two hours.
| Flood Coverage (included in all projects) |  |  |  |  | 0.01103 | 0.01103 | 0.01103 | 0.01103 | *REFER | #VALUE!
| Seismic (All) |  |  |  |  | *REFER | *REFER | *REFER | *REFER
| OPTION: Delay in Construction Coverage (all construction classes) |  |  |  |  | 0.4784 | 0.4784 | 0.4784 | 0.4784 | 0.605 | 0 | SITE WORK | Any project, or major portion of a larger project, that involves, but is not limited to: "flat" work, tracks, parking lots, sidewalks, curb & gutter, at grade or underground utilities. Light poles, or similar type structures, are included in this rate if not the predominate part of the project.
ESTIMATED PREMIUM CALCULATION | [9 empty] | *REFER | #VALUE! | Wood Frame up to $10mm (seismic)
(Enter values in yellow highlighted lines. Remaining fields will automatically populate.) | [11 empty] | STRUCTURAL RENOVATIONS | Any project involving any structural alterations, including but not limited to:
A. | Start of Construction - per NTP (mm/dd/yy) |  |  |  |  | 2028-03-22 | [6 empty] | a) the moving or removal of load-bearing walls or supports;
B. | Completion of Construction - per NTP (mm/dd/yy) |  |  |  |  | 2029-09-13 | [6 empty] | b) the installation of new stairwells or elevator shafts within a building;
C. | Construction Cost (Line 7 from '2-7 for BRIP, Line 5 for OCIP) | [5 empty] | 0 | [5 empty] | c) the construction of additional stories on top of an existing structure;
| The following to be DEDUCTED from Line C: | [11 empty] | d) foundation work / underpinning;
| C1. Design Costs Included in Construction Cost Estimate |  |  |  |  | N/A | BRIP Base CV | OCIP Base CV |  |  |  |  | e) the restoration of buildings or structures damaged by fire, windstorm, collapse, or other work of a similar nature.
D. | Construction Cost (C - C1) | [5 empty] | 0 | 0 |  |  |  | NON-STRUCTURAL RENOVATIONS | Generally interior finish work, including the upgrade of building systems, and not involving any of the work described in STRUCTURAL RENOVATIONS above.
E. | Optional Delay in Construction Coverage; indicate value to be insured for Loss of Rental Income-> | [5 empty] | 0
F. | Applicable Premium Rate (from Premium Rate Table, based on D. Construction Cost) | [5 empty] | 0
G. | Number of Coverage Days = (B - A + 1) | [5 empty] | 541
H. | Construction Coverage Premium (includes Flood) = (D x Rate/100 x G/365) | [5 empty] | 0
I. | Delay in Construction Premium = (E x Rate/100 x G/365) | [5 empty] | 0
J. | Insurance Taxes/Fees = (H + I) x 3.2% | [5 empty] | 0
K. | BRIP Insurance Cost = (sum of lines H, I, J) | [5 empty] | 0
L. | Owner-Controlled Insurance Program (if D > $10,000,000, D=2.4%) | [5 empty] | 0
M. | CSU Construction Project Seismic Fund = (C x 0.1%) | [5 empty] | 0
N. | TOTAL COST = (sum of lines K, L, M) | [5 empty] | 0
| (Submitted by) |  |  |  |  | (Date)
| (E-mail) |  |  |  |  | (Phone)
For Questions and to submit completed Enrollment Form, contact:
Chancellor's Office, CPDC: |  |  |  |  | CSURMA:
Teri Carr |  |  |  |  | Amy Lightner / Shadi Jalali (General Questions)
E-mail: cocm@calstate.edu (Enter "BRIP" in subject line) |  |  |  |  | E-mail: Amy.Lightner@alliant.com Shadi.Jalali@alliant.com
Phone: (562) 951-4114 |  |  |  |  | Michael Giambra (Specialized Classifications and Phasing)
Fax: (562) 951-4921 |  |  |  |  | E-mail: mike.giambra@chubb.com
Note on H47: Enter applicable rate from the above Premium Rate Table, Column G.

## Insurance (DB)
CSU BUILDER'S RISK INSURANCE PROGRAM (BRIP)
Construction Project Enrollment Form
Construction beginning July 1, 2024 to June 30, 2025
(Enter all values highlighted in yellow.)
Project Delivery Method: (check one)
| ¨ Design-Bid-Build |  | þ Design-Build | o Collaborative Design-Build |  |  | o CM at Risk
Project Information:
Campus: |  | SELECT CAMPUS |  | Auxiliary Organization:
Project Name: |  | 0 |  | CPDC Project #: |  | 0
Campus Project #:
Project Location: |  |  |  | # Stories above grade:
Project Description: |  |  |  | # Stories below grade:
General Contractor: |  | [ Contractor Company Name ] |  | Total Sq. Ft. (building): |  | 0
Funding Source: (check all that apply)
PREMIUM RATE TABLE Construction Class (Select one for largest component and insert in line F below) *REFER - Submit a Builders Risk Application to Alliant, available in MetaBIM | [5 empty] | New Construction or Nonstructural Reno | New Housing Construction or Nonstructural Reno | Reno Structural non-seismic | Housing Reno Structural non-seismic
| Wood Frame Construction (over $10,000,000) |  |  |  |  | *REFER | *REFER
| Wood Frame Construction (up to $10,000,000) |  |  |  |  | 0.55 | 0.605 | 0.825 | 0.90705
| Joisted Masonry (up to $24,999,999) |  |  |  |  | 0.17596 | 0.19355 | 0.26394 | 0.29033
| Joisted Masonry (over $25,000,000) |  |  |  |  | *REFER
| Hybrid |  |  |  |  | *REFER | *REFER
| Non-Combustible |  |  |  |  | 0.05904 | 0.06494 | 0.06494 | 0.09741 |  |  | Construction Classification | Construction Classification Description
| Masonry Non-Combustible |  |  |  |  | 0.05904 | 0.06494 | 0.08856 | 0.09741 |  |  | WOOD FRAME | Buildings where walls are constructed of wood or other combustible materials, including combustible materials are combined with other materials such as brick veneer, stone veneer, wood ironclad or stucco on wood. This includes projects of FRAME construction on top of concrete podiums or parking garages.
| Concrete Tilt-up (wood roof) |  |  |  |  | 0.17596 | 0.19355 | 0.26394 | 0.29033
| Concrete Tilt-up (non-combustible roof) |  |  |  |  | 0.07699 | 0.08469 | 0.11549 | 0.12704 |  |  | JOISTED MASONRY | Buildings where the walls are constructed of masonry materials such as clay, adobe, brick, gypsum block, cinder block, hollow concrete block, stone, tile, glass block or other similar material and where the floors and/or roof are combustible.
| Fire Resistive |  |  |  |  | 0.05904 | 0.06494 | 0.08856 | 0.09741
| Structural Renovations |  |  |  |  | N/A | N/A | *REFER | *REFER |  |  | HYBRID | Buildings where the walls, floors, and/or roof are constructed using FRAME construction with any combination of NON­COMBUSTIBLE, MASONRY NON-COMBUSTIBLE, or FIRE RESISTIVE construction. Hybrid Construction does not include FRAME construction on top of concrete podiums or parking garages.
| All Projects Over $100,000,000 |  |  |  |  | *REFER | *REFER | *REFER | *REFER
| All Other Construction (describe on next line) |  |  |  |  | *REFER | *REFER | *REFER | *REFER |  |  | NON-COMBUSTIBLE | Buildings where the walls, floors, and roof are constructed of and supported by metal, concrete, asbestos, gypsum or other non­combustible material.
| DESCRIBE: | (fill in only if rate for All Other Construction is selected.)
| Site Preparation |  |  |  |  | 0.04069 | 0.04069 | N/A | N/A | #REF! | #REF! | MASONRY NON-COMBUSTIBLE | Buildings where the walls are constructed of masonry materials of the type described in JOISTED MASONRY above, but with a floor and roof constructed of metal or other non-combustible materials.
| Flood Coverage (included in all projects) |  |  |  |  | 0.01103 | 0.01103 | 0.01103 | 0.01103 | 0.4784 | 0
| Seismic (All) |  |  |  |  | *REFER | *REFER | *REFER | *REFER | 0.4784 | 0 | CONCRETE TILT-UP | Concrete elements (walls, columns, structural supports, etc.) are formed horizontally on a concrete slab; this normally requires the building floor as a building form but may be a temporary concrete casting surface near the building footprint. After the concrete has cured, the elements are "tilted" to the vertical position with a crane and braced into position until the remaining building structural components (roofs, intermediate floors and walls) are secured.
| OPTION: Delay in Construction Coverage (all construction classes) |  |  |  |  | 0.4784 | 0.4784 | 0.4784 | 0.4784
ESTIMATED PREMIUM CALCULATION | [11 empty] | FIRE RESISTIVE | Buildings where the walls, floors, doors, and roof are constructed of fire resistive materials having a fire resistance rating of not less than two hours.
(Enter values in yellow highlighted lines. Remaining fields will automatically populate.) | [9 empty] | 0.17596 | 0
A. | Start of Construction - actual start date of Construction (mm/dd/yy) |  |  |  |  | 2028-03-22 |  |  |  | 0.19355 | 0 | SITE WORK | Any project, or major portion of a larger project, that involves, but is not limited to: "flat" work, tracks, parking lots, sidewalks, curb & gutter, at grade or underground utilities. Light poles, or similar type structures, are included in this rate if not the predominate part of the project.
B. | Completion of Construction - per NTP (mm/dd/yy) |  |  |  |  | 2029-09-13 |  |  |  | 0.05904 | 0 | Wood Frame up to $10mm (seismic)
C. | Construction Cost Including Design Contingency (Line 7 from '2-7) | [5 empty] | 0 |  |  | 0.05904 | 0 | STRUCTURAL RENOVATIONS | Any project involving any structural alterations, including but not limited to:
| The following to be DEDUCTED from Line C: | [8 empty] | 0.06494 | 0 |  | a) the moving or removal of load-bearing walls or supports;
| C1. Design Costs Included in Construction Cost Estimate |  |  |  |  | N/A | BRIP Base CV | OCIP Base CV |  | 0.06494 | 0 |  | b) the installation of new stairwells or elevator shafts within a building;
D. | Construction Cost (C - C1) | [5 empty] | 0 | 0 |  |  |  |  | c) the construction of additional stories on top of an existing structure;
E. | Optional Delay in Construction Coverage; indicate value to be insured for Loss of Rental Income-> | [5 empty] | 0 | [5 empty] | d) foundation work / underpinning;
F. | Applicable Premium Rate (from Premium Rate Table, based on D. Construction Cost) | [5 empty] | 0 | [5 empty] | e) the restoration of buildings or structures damaged by fire, windstorm, collapse, or other work of a similar nature.
G. | Number of Coverage Days = (B - A + 1) | [5 empty] | 541 |  |  |  |  | NON-STRUCTURAL RENOVATIONS | Generally interior finish work, including the upgrade of building systems, and not involving any of the work described in STRUCTURAL RENOVATIONS above.
H. | Construction Coverage Premium (includes Flood) = (D x Rate/100 x G/365) | [5 empty] | 0
I. | Delay in Construction Premium = (E x Rate/100 x G/365) | [5 empty] | 0
J. | Insurance Taxes/Fees = (H + I) x 3.2% | [5 empty] | 0
K. | BRIP Insurance Cost = (sum of lines H, I, J) | [5 empty] | 0
L. | Owner-Controlled Insurance Program (if D > $10,000,000, D=2.4%) | [5 empty] | 0
M. | CSU Construction Project Seismic Fund = (C x 0.1%) | [5 empty] | 0
N. | TOTAL COST = (sum of lines K, L, M) | [5 empty] | 0
| (Submitted by) |  |  |  |  | (Date)
| (E-mail) |  |  |  |  | (Phone)
For Questions and to submit completed Enrollment Form, contact:
Chancellor's Office, CPDC: |  |  |  |  | CSURMA:
Teri Carr |  |  |  |  | Amy Lightner / Shadi Jalali (General Questions)
E-mail: cocm@calstate.edu (Enter "BRIP" in subject line) |  |  |  |  | E-mail: Amy.Lightner@alliant.com Shadi.Jalali@alliant.com
Phone: (562) 951-4114 (Carr) |  |  |  |  | Michael Giambra (Specialized Classifications and Phasing)
Fax: (562) 951-4921 |  |  |  |  | E-mail: mike.giambra@chubb.com
Note on H47: Enter applicable rate from the above Premium Rate Table, Column G.

## Insurance (Collaborative DB)
CSU BUILDER'S RISK INSURANCE PROGRAM (BRIP)
Construction Project Enrollment Form
Construction beginning July 1, 2024 to June 30, 2025
(Enter all values highlighted in yellow.)
Project Delivery Method: (check one)
| ¨ Design-Bid-Build |  | o Design-Build | þ Collaborative Design-Build |  |  | o CM at Risk
Project Information:
Campus: |  | SELECT CAMPUS |  | Auxiliary Organization:
Project Name: |  | 0 |  | CPDC Project #: |  | 0
Campus Project #:
Project Location: |  |  |  | # Stories above grade:
Project Description: |  |  |  | # Stories below grade:
General Contractor: |  | [ Contractor Company Name ] |  | Total Sq. Ft. (building): |  | 0
PREMIUM RATE TABLE Construction Class (Select one for largest component and insert in line F below) *REFER - Submit a Builders Risk Application to Alliant, available in MetaBIM | [5 empty] | New Construction or Nonstructural Reno | New Housing Construction or Nonstructural Reno | Reno Structural non-seismic | Housing Reno Structural non-seismic
| Wood Frame Construction (over $10,000,000) |  |  |  |  | *REFER | *REFER
| Wood Frame Construction (up to $10,000,000) |  |  |  |  | 0.55 | 0.605 | 0.825 | 0.90705
| Joisted Masonry (up to $24,999,999) |  |  |  |  | 0.17596 | 0.19355 | 0.26394 | 0.29033
| Joisted Masonry (over $25,000,000) |  |  |  |  | *REFER
| Hybrid |  |  |  |  | *REFER | *REFER
| Non-Combustible |  |  |  |  | 0.05904 | 0.06494 | 0.06494 | 0.09741 | Construction Classification | Construction Classification Description
| Masonry Non-Combustible |  |  |  |  | 0.05904 | 0.06494 | 0.08856 | 0.09741 | WOOD FRAME | Buildings where walls are constructed of wood or other combustible materials, including combustible materials are combined with other materials such as brick veneer, stone veneer, wood ironclad or stucco on wood. This includes projects of FRAME construction on top of concrete podiums or parking garages.
| Concrete Tilt-up (wood roof) |  |  |  |  | 0.17596 | 0.19355 | 0.26394 | 0.29033
| Concrete Tilt-up (non-combustible roof) |  |  |  |  | 0.07699 | 0.08469 | 0.11549 | 0.12704 | JOISTED MASONRY | Buildings where the walls are constructed of masonry materials such as clay, adobe, brick, gypsum block, cinder block, hollow concrete block, stone, tile, glass block or other similar material and where the floors and/or roof are combustible.
| Fire Resistive |  |  |  |  | 0.05904 | 0.06494 | 0.08856 | 0.09741
| Structural Renovations |  |  |  |  | N/A | N/A | *REFER | *REFER | HYBRID | Buildings where the walls, floors, and/or roof are constructed using FRAME construction with any combination of NON­COMBUSTIBLE, MASONRY NON-COMBUSTIBLE, or FIRE RESISTIVE construction. Hybrid Construction does not include FRAME construction on top of concrete podiums or parking garages.
| All Projects Over $100,000,000 |  |  |  |  | *REFER | *REFER | *REFER | *REFER
| All Other Construction (describe on next line) |  |  |  |  | *REFER | *REFER | *REFER | *REFER | NON-COMBUSTIBLE | Buildings where the walls, floors, and roof are constructed of and supported by metal, concrete, asbestos, gypsum or other non­combustible material.
| DESCRIBE: | (fill in only if rate for All Other Construction is selected.)
| Site Preparation |  |  |  |  | 0.04069 | 0.04069 | N/A | N/A | MASONRY NON-COMBUSTIBLE | Buildings where the walls are constructed of masonry materials of the type described in JOISTED MASONRY above, but with a floor and roof constructed of metal or other non-combustible materials.
| Flood Coverage (included in all projects) |  |  |  |  | 0.01103 | 0.01103 | 0.01103 | 0.01103
| Seismic (All) |  |  |  |  | *REFER | *REFER | *REFER | *REFER | CONCRETE TILT-UP | Concrete elements (walls, columns, structural supports, etc.) are formed horizontally on a concrete slab; this normally requires the building floor as a building form but may be a temporary concrete casting surface near the building footprint. After the concrete has cured, the elements are "tilted" to the vertical position with a crane and braced into position until the remaining building structural components (roofs, intermediate floors and walls) are secured.
| OPTION: Delay in Construction Coverage (all construction classes) |  |  |  |  | 0.4784 | 0.4784 | 0.4784 | 0.4784
ESTIMATED PREMIUM CALCULATION | [9 empty] | FIRE RESISTIVE | Buildings where the walls, floors, doors, and roof are constructed of fire resistive materials having a fire resistance rating of not less than two hours.
(Enter values in yellow highlighted lines. Remaining fields will automatically populate.)
A. | Start of Construction - Actual start date of Construction (mm/dd/yy) |  |  |  |  | 2028-03-22 |  |  |  | SITE WORK | Any project, or major portion of a larger project, that involves, but is not limited to: "flat" work, tracks, parking lots, sidewalks, curb & gutter, at grade or underground utilities. Light poles, or similar type structures, are included in this rate if not the predominate part of the project.
B. | Completion of Construction - per NTP (mm/dd/yy) |  |  |  |  | 2029-09-13 |  |  |  | Wood Frame up to $10mm (seismic)
C. | Construction Cost Including Design Contingency (Line 7 from '2-7) | [5 empty] | 0 |  |  | STRUCTURAL RENOVATIONS | Any project involving any structural alterations, including but not limited to:
| The following to be DEDUCTED from Line C: | [9 empty] | a) the moving or removal of load-bearing walls or supports;
| C1. Design Services (Phase 2) + DB Contingency |  |  |  |  | 0 | BRIP Base CV | OCIP Base CV |  |  | b) the installation of new stairwells or elevator shafts within a building;
D. | Construction Cost (C - C1) | [5 empty] | 0 | 0 |  |  | c) the construction of additional stories on top of an existing structure;
E. | Optional Delay in Construction Coverage; indicate value to be insured for Loss of Rental Income-> | [5 empty] | 0 |  |  |  | d) foundation work / underpinning;
F. | Applicable Premium Rate (from Premium Rate Table, based on D. Construction Cost) | [5 empty] | 0 |  |  |  | e) the restoration of buildings or structures damaged by fire, windstorm, collapse, or other work of a similar nature.
G. | Number of Coverage Days = (B - A + 1) | [5 empty] | 541 |  |  | NON-STRUCTURAL RENOVATIONS | Generally interior finish work, including the upgrade of building systems, and not involving any of the work described in STRUCTURAL RENOVATIONS above.
H. | Construction Coverage Premium (includes Flood) = (D x Rate/100 x G/365) | [5 empty] | 0
I. | Delay in Construction Premium = (E x Rate/100 x G/365) | [5 empty] | 0 |  |  | Wood Frame up to $10mm (seismic)
J. | Insurance Taxes/Fees = (H + I) x 3.2% | [5 empty] | 0 |  |  | Wood Frame $10mm-$25mm (seismic)
K. | BRIP Insurance Cost = (sum of lines H, I, J) | [5 empty] | 0
L. | Owner-Controlled Insurance Program (if D > $10,000,000, D=2.4%) | [5 empty] | 0
M. | CSU Construction Project Seismic Fund = (C x 0.1%) | [5 empty] | 0
N. | TOTAL COST = (sum of lines K, L, M) | [5 empty] | 0
| (Submitted by) |  |  |  |  | (Date)
| (E-mail) |  |  |  |  | (Phone)
For Questions and to submit completed Enrollment Form, contact:
Chancellor's Office, CPDC: |  |  |  |  | CSURMA:
Teri Carr |  |  |  |  | Amy Lightner / Shadi Jalali (General Questions)
E-mail: cocm@calstate.edu (Enter "BRIP" in subject line) |  |  |  |  | E-mail: Amy.Lightner@alliant.com Shadi.Jalali@alliant.com
Phone: (562) 951-4114 (Carr) |  |  |  |  | Michael Giambra (Specialized Classifications and Phasing)
Fax: (562) 951-4921 |  |  |  |  | E-mail: mike.giambra@chubb.com
Note on H47: Enter applicable rate from the above Premium Rate Table, Column G.

## Insurance (CM@R)
CSU BUILDER'S RISK INSURANCE PROGRAM (BRIP)
Construction Project Enrollment Form
Construction beginning July 1, 2024 to June 30, 2025
(Enter all values highlighted in yellow.)
Project Delivery Method: (check one)
| ¨ Design-Bid-Build |  | o Design-Build | o Collaborative Design-Build |  |  | þ CM at Risk
Project Information:
Campus: |  | SELECT CAMPUS |  | Auxiliary Organization:
Project Name: |  | 0 |  | CPDC Project #: |  | 0
Campus Project #:
Project Location: |  |  |  | # Stories above grade:
Project Description: |  |  |  | # Stories below grade:
General Contractor: |  | [ Contractor Company Name ] |  | Total Sq. Ft. (building): |  | 0
Funding Source: (check all that apply)
PREMIUM RATE TABLE Construction Class (Select one for largest component and insert in line F below) *REFER - Submit a Builders Risk Application to Alliant, available in MetaBIM | [5 empty] | New Construction or Nonstructural Reno | New Housing Construction or Nonstructural Reno | Reno Structural non-seismic | Housing Reno Structural non-seismic
| Wood Frame Construction (over $10,000,000) |  |  |  |  | *REFER | *REFER
| Wood Frame Construction (up to $10,000,000) |  |  |  |  | 0.55 | 0.605 | 0.825 | 0.90705
| Joisted Masonry (up to $24,999,999) |  |  |  |  | 0.17596 | 0.19355 | 0.26394 | 0.29033
| Joisted Masonry (over $25,000,000) |  |  |  |  | *REFER
| Hybrid |  |  |  |  | *REFER | *REFER
| Non-Combustible |  |  |  |  | 0.05904 | 0.06494 | 0.06494 | 0.09741 | Construction Classification | Construction Classification Description
| Masonry Non-Combustible |  |  |  |  | 0.05904 | 0.06494 | 0.08856 | 0.09741 | WOOD FRAME | Buildings where walls are constructed of wood or other combustible materials, including combustible materials are combined with other materials such as brick veneer, stone veneer, wood ironclad or stucco on wood. This includes projects of FRAME construction on top of concrete podiums or parking garages.
| Concrete Tilt-up (wood roof) |  |  |  |  | 0.17596 | 0.19355 | 0.26394 | 0.29033
| Concrete Tilt-up (non-combustible roof) |  |  |  |  | 0.07699 | 0.08469 | 0.11549 | 0.12704 | JOISTED MASONRY | Buildings where the walls are constructed of masonry materials such as clay, adobe, brick, gypsum block, cinder block, hollow concrete block, stone, tile, glass block or other similar material and where the floors and/or roof are combustible.
| Fire Resistive |  |  |  |  | 0.05904 | 0.06494 | 0.08856 | 0.09741
| Structural Renovations |  |  |  |  | N/A | N/A | *REFER | *REFER | HYBRID | Buildings where the walls, floors, and/or roof are constructed using FRAME construction with any combination of NON­COMBUSTIBLE, MASONRY NON-COMBUSTIBLE, or FIRE RESISTIVE construction. Hybrid Construction does not include FRAME construction on top of concrete podiums or parking garages.
| All Projects Over $100,000,000 |  |  |  |  | *REFER | *REFER | *REFER | *REFER
| All Other Construction (describe on next line) |  |  |  |  | *REFER | *REFER | *REFER | *REFER | NON-COMBUSTIBLE | Buildings where the walls, floors, and roof are constructed of and supported by metal, concrete, asbestos, gypsum or other non­combustible material.
| DESCRIBE: | (fill in only if rate for All Other Construction is selected.)
| Site Preparation |  |  |  |  | 0.04069 | 0.04069 | N/A | N/A | MASONRY NON-COMBUSTIBLE | Buildings where the walls are constructed of masonry materials of the type described in JOISTED MASONRY above, but with a floor and roof constructed of metal or other non-combustible materials.
| Flood Coverage (included in all projects) |  |  |  |  | 0.01103 | 0.01103 | 0.01103 | 0.01103
| Seismic (All) |  |  |  |  | *REFER | *REFER | *REFER | *REFER | CONCRETE TILT-UP | Concrete elements (walls, columns, structural supports, etc.) are formed horizontally on a concrete slab; this normally requires the building floor as a building form but may be a temporary concrete casting surface near the building footprint. After the concrete has cured, the elements are "tilted" to the vertical position with a crane and braced into position until the remaining building structural components (roofs, intermediate floors and walls) are secured.
| OPTION: Delay in Construction Coverage (all construction classes) |  |  |  |  | 0.4784 | 0.4784 | 0.4784 | 0.4784
ESTIMATED PREMIUM CALCULATION | [9 empty] | FIRE RESISTIVE | Buildings where the walls, floors, doors, and roof are constructed of fire resistive materials having a fire resistance rating of not less than two hours.
(Enter values in yellow highlighted lines. Remaining fields will automatically populate.)
A. | Start of Construction - per NTP (mm/dd/yy) |  |  |  |  | 2028-03-22 |  |  |  | SITE WORK | Any project, or major portion of a larger project, that involves, but is not limited to: "flat" work, tracks, parking lots, sidewalks, curb & gutter, at grade or underground utilities. Light poles, or similar type structures, are included in this rate if not the predominate part of the project.
B. | Completion of Construction - per NTP (mm/dd/yy) |  |  |  |  | 2029-09-13 |  |  |  | Wood Frame up to $10mm (seismic)
C. | Construction Cost Including Design Contingency (Line 7 from '2-7) | [5 empty] | 0 |  |  | STRUCTURAL RENOVATIONS | Any project involving any structural alterations, including but not limited to:
| The following to be DEDUCTED from Line C: | [9 empty] | a) the moving or removal of load-bearing walls or supports;
| C1. CM Contingency |  |  |  |  | 0 | BRIP Base CV | OCIP Base CV |  |  | b) the installation of new stairwells or elevator shafts within a building;
D. | Construction Cost (C - C1) | [5 empty] | 0 | 0 |  |  | c) the construction of additional stories on top of an existing structure;
E. | Optional Delay in Construction Coverage; indicate value to be insured for Loss of Rental Income-> | [5 empty] | 0 |  |  |  | d) foundation work / underpinning;
F. | Applicable Premium Rate (from Premium Rate Table, based on D. Construction Cost) | [5 empty] | 0 |  |  |  | e) the restoration of buildings or structures damaged by fire, windstorm, collapse, or other work of a similar nature.
G. | Number of Coverage Days = (B - A + 1) | [5 empty] | 541 |  |  | NON-STRUCTURAL RENOVATIONS | Generally interior finish work, including the upgrade of building systems, and not involving any of the work described in STRUCTURAL RENOVATIONS above.
H. | Construction Coverage Premium (includes Flood) = (D x Rate/100 x G/365) | [5 empty] | 0
I. | Delay in Construction Premium = (E x Rate/100 x G/365) | [5 empty] | 0 |  |  | Wood Frame up to $10mm (seismic)
J. | Insurance Taxes/Fees = (H + I) x 3.2% | [5 empty] | 0 |  |  | Wood Frame $10mm-$25mm (seismic)
K. | BRIP Insurance Cost = (sum of lines H, I, J) | [5 empty] | 0
L. | Owner-Controlled Insurance Program (if D > $10,000,000, D=2.4%) | [5 empty] | 0
M. | CSU Construction Project Seismic Fund = (C x 0.1%) | [5 empty] | 0
N. | TOTAL COST = (sum of lines K, L, M) | [5 empty] | 0 |  |  | Masonry (non-seismic)
| (Submitted by) |  |  |  |  | (Date)
| (E-mail) |  |  |  |  | (Phone)
For Questions and to submit completed Enrollment Form, contact:
Chancellor's Office, CPDC: |  |  |  |  | CSURMA:
Teri Carr |  |  |  |  | Amy Lightner / Shadi Jalali (General Questions)
E-mail: cocm@calstate.edu (Enter "BRIP" in subject line) |  |  |  |  | E-mail: Amy.Lightner@alliant.com Shadi.Jalali@alliant.com
Phone: (562) 951-4114 (Carr) |  |  |  |  | Michael Giambra (Specialized Classifications and Phasing)
Fax: (562) 951-4921 |  |  |  |  | E-mail: mike.giambra@chubb.com
Note on H47: Enter applicable rate from the above Premium Rate Table, Column G.

## INSURANCE (hidden)
CSU BUILDER'S RISK INSURANCE PROGRAM (BRIP)
OWNER-CONTROLLED INSURANCE PROGRAM (OCIP)
Project Enrollment Form
Construction beginning July 1, 2014 to June 30, 2015
Campus: |  | SELECT CAMPUS | Auxiliary Organization:
Project Name: |  | 0 | Project #:
Project Location: |  |  | # Stories above grade:
Project Description: |  |  | # Stories below grade:
General Contractor: |  | [ Contractor Company Name ] | Total Sq. Ft. (building): |  | 0
Funding Source: (select one)
o | State Appropriation (provide): |  | o | Donor
o | Systemwide Revenue Bond |  | o | Auxiliary
o | Public Works Bond |  | o | Other (specify):
PREMIUM RATE TABLE Construction Class (select one for largest component and insert in F. below) |  |  |  |  | New Construction or Nonseismic Renovation | Seismic Renovation
| Wood Frame Construction (over $10,000,000) |  |  |  | 0.441 | 0.595
| Wood Frame Construction (up to $10,000,000) |  |  |  | 0.3785 | 0.487
| Masonry Construction |  |  |  | 0.099 | 0.127
| All Other Construction (describe on next line) |  |  |  | 0.0717 | 0.084
DESCRIBE:
| Site Preparation |  |  |  | 0.0497 | N/A
| OPTION: Delay in Construction Coverage (all construction classes) |  |  |  | 0.496 | 0.496
PREMIUM CALCULATION
A. | Start of Construction - estimated (mm/dd/yr) |  |  |  | 2028-03-22
B. | Completion of Construction - estimated (mm/dd/yr) |  |  |  | 2029-09-13
C. | Awarded Contract Amount |  |  |  |  | ________
D. | Construction Cost (total building cost) Basis for BRIP |  |  |  |  | 0
E. | GMP Cost (total building cost + CM OH&P, Const Svc & Contingency) Basis for OCIP |  |  |  |  | 0
F. | Delay in Construction Coverage (optional); Enter value to be insured for Loss of Rental Income-> |  |  |  |  | 0
G. | Applicable Rate (from Rate Table, based on D. Construction Cost) CAMPUS TO SELECT AS NEEDED |  |  |  |  | 0.0717
H. | Number of Coverage Days (from A & B) |  |  |  |  | 541
I. | Construction Coverage Premium = (D/100) x Rate x (G/366) |  |  |  |  | 0
J. | Delay in Construction Premium = (E/100) x Rate x (G/366) |  |  |  |  | 0
K. | Insurance Taxes/Fees (3.20%) |  |  |  |  | 0
L. | BRIP Insurance Cost |  |  |  |  | 0
M. | CSU Construction Project Seismic Fund = (D/100 x .10) |  |  |  |  | 0
N. | CSU OCIP Premium = Construction Cost * 2.5% |  |  |  |  | 0
O | TOTAL INSURANCE COST |  |  |  |  | 0
(Submitted by) |  |  |  |  | (Date)
(E-mail) |  |  |  |  | (Phone)
For Questions and to submit completed Enrollment Form:
Barbara Nicholson, Chancellor's Office CPDC |  |  |  | Rob Leong, CSURMA
Email: bnicholson@calstate.edu |  |  |  | Email: rleong@alliantinsurance.com
P: 562-951-4117 F: 562-951-4921 |  |  |  | P: 415-403-1441 F: 415-402-0773
Note on B31: Standard Delay in Construction Coverage under BRIP only. This is not "Delay in Opening" Coverage. This is delay caused by "Natural Peril" (Fire, water, weather, etc.).
QUICK START INSTRUCTIONS: THIS WILL NOT PRINT
1. Select Applicable Premium Rate from the table and insert onto line item F (Cell H30)
2. Provide Delay in Construciton Coverage as required onto line item E.

## 2-8 SITE UTILITIES (hidden)
CAPITAL PLANNING, DESIGN AND CONSTRUCTION
ENERGY AND SITE UTILITIES PLANNING CHECKLIST /ESTIMATE
FORM CPDC 2-8
CAMPUS: |  | SELECT CAMPUS | [5 empty] | BUDGET YEAR: |  | 2026/27
PROJECT: |  | 0 | [5 empty] | GSF: |  | 0
PHASE: |  | SELECT MILESTONE SUBMITTAL |  |  |  |  | TYPE: | SELECT
INSTRUCTIONS:
The following checklist presents a series of questions and issues that need to be included when submitting a Capital Outlay Change Proposal (COBCP) for a project for inclusion in the CSU Capital Outlay Program. Completing this checklist and including the noted costs on Form CPDC 2-7 will result in adequate funding for the projects. Consult with campus Plant Directors and contact your campus University Facility Planner for questions regarding this checklist.
ELECTRICAL SERVICE | [7 empty] | UNITS |  | ESTIMATE
1 | Campus Service Voltage | [6 empty] | x | VOLTS
2 | This project will be served by: |  |  |  | SELECT PUBLIC UTILITY
3 | Has the serving utility provided the connection fee for new service? | [6 empty] | Yes/No
|  | If Yes, provide confirmation letter of utility costs for new service. | [7 empty] | 0
4 | Building Service Underground Conduit |  |  |  |  | 0 | LF | 0
5 | Service Transformer: |  |  |  | Estimated Capacity |  |  | 0
6 | Main Service Switchboard with Metering: |  |  |  | Estimated Capacity |  |  | 0
7 | Emergency Generator with Auto Transfer Switch: |  |  |  | Estimated Capacity |  |  | 0
8 | Uninterrupted Power Service (UPS) - if required: | [6 empty] | 0
9 | Distance from electrical main to the nearest point of connection (POC) |  |  |  |  | 0 | LF | 0
[8 empty] | SUBTOTAL: |  | 0
FIRE ALARM | [7 empty] | UNITS |  | ESTIMATE
1 | Distance to nearest POC | [6 empty] | 0 | LF | 0
[8 empty] | SUBTOTAL: |  | 0
SANITARY SEWER: | [7 empty] | UNITS |  | ESTIMATE
1 | This project will be served by: |  |  |  | SELECT PUBLIC UTILITY
2 | Has the serving utility provided the connection fee? | [6 empty] | Yes/No |  | 0
If Yes, provide confirmation letter of utility charges.
3 | Pipe size of the existing main at POC | [6 empty] | x | IN DIA
4 | Estimated pipe size and distance to the nearest POC |  |  |  |  | 6 | IN DIA | 0 | LF | 0
5 | Number of manholes required (distance/150 feet) | [6 empty] | 0 | EA | 0
[8 empty] | SUBTOTAL: |  | 0
STORM SEWER: | [7 empty] | UNITS |  | ESTIMATE
1 | This project will be served by: |  |  |  | SELECT PUBLIC UTILITY
2 | Has the serving utility provided the connection fee? | [6 empty] | Yes/No |  | 0
If Yes, provide confirmation letter of utility charges.
3 | Pipe size of the existing main at point of connection (POC) | [6 empty] | x | IN DIA
4 | Estimated pipe size and distance to the nearest POC |  |  |  |  | 8 | IN DIA | 0 | LF | 0
5 | Number of manholes required (distance/150 feet) | [6 empty] | 0 | EA | 0
6 | [ Insert additional specific costs ] | [8 empty] | 0
[8 empty] | SUBTOTAL: |  | 0
HEATING: | [7 empty] | UNITS |  | ESTIMATE
1 | Is the project connected to the central campus heating system? | [6 empty] | Yes/No
If No, be sure costs of gas area included in the project.
|  | If Yes, does the central plant have adequate capacity to serve this project? | [5 empty] | Yes/No
2 | If No to above and central plant capacity is inadequate, provide costs associated.
|  | If feasibility study not yet complete, generic facility type selected above (Cell K8) will be used as basis | [7 empty] | 0
[Provide description of associated costs to increase plant capacity]
[Comment line]
[Comment line]
3 | Heating Systems:
[6 empty] | x | DEG F
[6 empty] | x | DEG F
4 | Distance to nearest POC | [6 empty] | 0 | LF | 0
5 | Separate meter for electrical power as req per AE Procedure Guide | [6 empty] | 1 | EA | 5000
[8 empty] | SUBTOTAL: |  | 5000
COOLING: | [7 empty] | UNITS |  | ESTIMATE
1 | Is the project connected to the central campus heating system? | [6 empty] | Yes/No
If No, be sure adequate electrical capacity is included to serve additional equipment
|  | If Yes, does the central plant have adequate capacity to serve this project? | [5 empty] | Yes/No
2 | If No to above and central plant capacity is inadequate, provide costs associated.
|  | If feasibility study not yet complete, generic facility type selected above (Cell K8) will be used. | [7 empty] | 0
[Provide description of associated costs to increase plant capacity]
[Comment line]
[Comment line]
3 | Does the campus have thermal energy storage (TES) system? | [6 empty] | Yes/No
[5 empty] | Campus chilled water supply temp |  |  | x | DEG F
[5 empty] | Campus chilled water delta temp |  |  | x | DEG F
4 | Distance to nearest POC | [6 empty] | 0 | LF | 0
5 | Separate meter for electrical power as req per AE Procedure Guide | [6 empty] | 1 | EA | 8000
[8 empty] | SUBTOTAL: |  | 8000
NATURAL GAS | [7 empty] | UNITS |  | ESTIMATE
1 | This project will be served by: |  |  |  | SELECT PUBLIC UTILITY
2 | Has the serving utility provided the connection fee? | [6 empty] | Yes/No |  | 0
If Yes, provide confirmation letter of utility charges.
3 | Distance to nearest POC | [6 empty] | 0 | LF | 0
4 | Separate meter for natural gas as req per AE Procedure Guide | [6 empty] | 1 | EA | 5000
[8 empty] | SUBTOTAL: |  | 5000
WATER | [7 empty] | UNITS |  | ESTIMATE
1 | This project will be served by: |  |  |  | SELECT PUBLIC UTILITY
2 | Has the serving utility provided the connection fee? | [6 empty] | Yes |  | 0
If Yes, provide confirmation letter of utility charges.
3 | Does the campus have reclaimed water? | [6 empty] | Yes/No
|  | If Yes, define estimated daily site irrigation demand. | [5 empty] | 0 | GPD
4 | Distance to the nearest reclaimed water connection | [6 empty] | 0 | LF | 0
5 | Potable water calculation. Insert number of FTE |  |  |  |  | 0 | FTE | 0 | GPD
(20 gallons per FTE per day, plus irrigation if no reclaimed water)
6 | Does CSU own the campus water distribution? | [6 empty] | Yes/No
7 | Has this project been discussed with the Fire Dept? | [6 empty] | Yes/No
8 | Number of Fire Hydrants Requested | [6 empty] | 0 | EA | 0
9 | Has a flow test been performed to determine adequate flow and pressure | [6 empty] | Yes/No
for the Fire Protection System
10 | What is the available water flow and pressure at the |  |  |  |  | x | GPM | x | PSIG
project site (bottom of the automatic sprinkler riser)
11 | Will water supply be adequate for project potable and fire suppression requirements? | [6 empty] | Yes/No |  | 0
If No, provide cost of supply system improvements and fire pump
12 | Building Service Main Size (include fire protection) | [6 empty] | 0 | IN
13 | Separate meter for water as req per AE Procedure Guide | [6 empty] | 1 | EA | 5000
14 | Distance to nearest POC (trench and pipe) | [6 empty] | 0 | LF | 0
[8 empty] | SUBTOTAL: |  | 5000 | 2
INFORMATION TECHNOLOGY PLANNING | [7 empty] | UNITS |  | ESTIMATE
1 | Are building entrance conduits planned for the access to telecom network facilities? | [6 empty] | Yes/No
2 | Estimate CONDUIT Number, Size and Distance to campus network POC
|  |  |  | 0 | EA | 4 | IN | 0 | LF | 0
3 | VOICE: |  | SELECT CABLE MEDIUM |  | 600 PAIR | 24 | AWG | 0 | LF | 0
4 | DATA: |  | SELECT CABLE MEDIUM |  |  | 12/12 | MM/SM | 0 | LF | 0
5 | VIDEO: |  | SELECT CABLE MEDIUM |  |  | 12/12 | MM/SM | 0 | LF | 0
6 | Number of pull boxes required (distance/150 feet). Increase if cables do not run in the same trunk | [6 empty] | 0 | EA | 0
[8 empty] | SUBTOTAL: |  | 0
NOTES:
Inter-Building Telecommunications Planning: accommodates infrastructure required to provide access to the campus-wide telecommunications cabling system. These costs as calculated above are to included as Sitework Utility costs.
Intra-Building Telecommunications Planning: accommodates telecommunications requirements within the building and is reflected on the 2-7 Uniformat line item D5050.
Group II Equipment Telecommunications Planning: accommodates telecommunications equipment requirements within the building and is reflected on the 2-7 line 14. These costs for "Terminal Resources" are considered in the annual CCCI Costguide adjustments.
ENERGY MANAGEMENT | [7 empty] | UNITS |  | ESTIMATE
1 | Distance to central point of connection | [6 empty] | 0 | LF | 0
[8 empty] | SUBTOTAL: |  | 0
MISCELLANEOUS UNDERGROUND UTILITIES / UTILIDOR | [7 empty] | UNITS |  | ESTIMATE
1 | Define by name and describe any other utilities necessary or which require relocation and cost.
| A | Utility | [5 empty] | 0 | LF | 0
| B | Utility | [5 empty] | 0 | LF | 0
[8 empty] | SUBTOTAL: |  | 0
EASEMENT AND RIGHTS OF WAY | [7 empty] | UNITS |  | ESTIMATE
1 | Does the project of any of its serving utilities traverse any pre-existing easements | [6 empty] | Yes/No
|  | or rights of way? If yes, attach a detailed estimate for relocation costs. | [7 empty] | 0
[8 empty] | SUBTOTAL: |  | 0
AIR QUALITY EMISSIONS | [7 empty] | UNITS |  | ESTIMATE
1 | Name of Local Air Quality Management District |  |  |  | SELECT LOCAL AIR DISTRICT
2 | Will project require permits for emergency generator or other controlled | [6 empty] | Yes/No |  | 0
emissions? If yes, provide estimated costs
3 | Will this project's emissions require the CSU to purchase emissions offsets? | [6 empty] | Yes/No |  | 0
If yes, provide estimated costs
[8 empty] | SUBTOTAL: |  | 0
CONSTRUCTION UTILITIES | [7 empty] | UNITS |  | ESTIMATE
1 | Will the contractor bear all costs of construction utilities? | [6 empty] | Yes/No |  | 0
(Note A/E must include provisions in project special conditions for this to happen).
2 | POC and metering of temporary utilities clearly defines that the contractor | [6 empty] | Yes/No |  | 0
be charged back during construction. If no, be aware that construction utilities are
borne by the campus' delegated utilities budget. The Department of Finance
only funds project utilities based on the date of beneficial occupancy.
[8 empty] | SUBTOTAL: |  | 0
TOTAL ESTIMATED SITE UTILITIES (Insert to line G3040, distribute between S/NS as appropriate)
[8 empty] | SUBTOTAL: |  | 23000
Note on G22: CPDC: Based on GSF of proposed
Note on G23: CPDC: Based on GSF of proposed
Note on G24: CPDC: Based on GSF of proposed. 50% redundancy est of 2W/SF
Note on J22: CPDC: Incl concrete transformer pad
Note on L42: CPDC: est 6" pipe, excavation & backfill
Note on L53: CPDC: est 8" pipe excavation & backfill
Note on L54: CPDC: est 48" manhole
Note on L90: CPDC: est 8" S/R line
Note on L100: CPDC: est 4" Polyethylene Pipe
Note on L122: CPDC: est 6" pump 2,000 gpm, 100psi diesel
Note on L126: CPDC: est Class 200 PVC pipe
QUICK START INSTRUCTIONS : THIS WILL NOT PRINT
1. Select Generic Type of Facility. This will be used for generic placeholder calculations below.
2. This form will need to be submitted at the initial proposal stage and RESUBMITTED at subsequent phases thru Schematic Design
3. Transfer PLUG values to Site Utilities on 2-7 line item G3040. Distribute between S/NS accordingly.
NOTE: For Outyear submittals, absent of a Feasibility Study, placeholder calculations are generated based on facility size and type .
Placeholders can be overwritten once estimate costs are confirmed on the feasibility study.
Steam
High Temp Heating Water (temp>= 212 deg F)

## FEE CALCS
| STATE | 0 | [6 empty] | Campus | 0
NEW CONSTRUCTION | 0 | PROJECT TYPE | [5 empty] | NEW CONSTRUCTION | 0 | PROJECT TYPE
RENOVATION | 0 | [6 empty] | RENOVATION | 0
TOTAL CONSTRUCTION | 0 | [6 empty] | TOTAL CONSTRUCTION | 0
SUMMARY: FEE PAYMENT SCHEDULE (STATE) |  | Preliminary Plans |  | Working Drawings |  | Construction |  | SUMMARY: FEE PAYMENT SCHED (Self-Support) |  | Preliminary Plans |  | Working Drawings |  | Construction |  |  |  |  | Exhibit A State Funded New Construction |  |  |  | How to fill out the Exhibit B Form (this instruction page does not print)
|  | SD | PD | WD | BN | CA | CLOSE-OUT |  |  | SD | PD | WD | BN | CA | CLOSE-OUT |  |  |  | SMALL PROJECT SCHEDULE OF LUMP SUM FEES |  |  |  | Insert date, project, campus and A/E information as indicated in C7 to C10
DESIGN-BID-BUILD | TOTAL | 25% | 15% | 35% | 2% | 21% | 2% | DESIGN-BID-BUILD | TOTAL | 25% | 15% | 35% | 2% | 21% | 2% |  |  |  | ARCHITECTS/ENGINEER'S BASIC SERVICES |  |  |  | Fill in the header information
AE Fee (DBB) | 0 | 0 | 0 | 0 | 0 | 0 | 0 | AE Fee (DBB) | 0 | 0 | 0 | 0 | 0 | 0 | 0 |  |  | Note: this subroutine repeated here for New Construction State - NonState and Renovation State and Non-State |  |  |  |  | Insert a construction budget value in E16
Done!
AE Fee (CMR) | 0 | 0 | 0 | 0 | 0 | 0 | 0 | AE Fee (CMR) | 0 | 0 | 0 | 0 | 0 | 0 | 0
CM @ RISK FEES |  | 25% | 25% | 40% | 10% |  |  | CM @ RISK FEES | TOTAL | 25% | 25% | 40% | 10% |  |  | Date: | [Insert] | [5 empty] | How the SPA fee is calculated
CM service during PW | 0.02 | 0.005 | 0.005 | 0.008 | 0.002 |  |  | CM service during PW | 0.02 | 0.005 | 0.005 | 0.008 | 0.002 |  |  | Project: | [Insert]
[16 empty] | Campus: | [Insert] | [5 empty] | #VALUE! | CSU standard fee formula for a level 2 complexity. Use level 2 for ALL SPA work.
Total CM Services | 0.02 | [6 empty] | Total CM Services | 0.02 | [6 empty] | A/E: | [Insert] | [5 empty] | 2% | A standard renovation 2% complexity premium is universally applied to ALL SPA work.
DESIGN-BUILD FEES | [7 empty] | DESIGN-BUILD CM FEE | TOTAL
Adj AE Fee Estimate | 0 | 0 | 0 | 0 | 0 | 0 | 0 | Adj AE Fee Estimate | 0 | 0 | 0 | 0 | 0 | 0 | 0 | Small Project A/E FEE CALCULATION |  |  | Construction |  | A/E | A/E Fee as a % | #DIV/0! | An additional premium (1% to 3%) is applied depending on size of project.
CM service during PW | 0 | 0 | 0 | 0 | 0 |  |  | CM service during PW | 0 | 0 | 0 | 0 | 0 | [5 empty] | Budget |  | Fee (2) | of Construction | #DIV/0! | The SPA A/E fee is the sum of the three elements above.
Total DB Services | 0 | [6 empty] | Total DB Services | 0
COLLABORATIVE DESIGN-BUILD FEES |  | Design Phase (Ph. 1) |  | Design-Build Phase (Ph. 2) |  |  |  | COLLABORATIVE DESIGN-BUILD FEES |  | Design Phase (Ph. 1) |  | Design-Build Phase (Ph. 2) |  |  |  | Total A/E Construction Budget |  |  | 0 |  | 1 | #DIV/0!
|  | 60% |  | 40% | [5 empty] | 60% |  | 40% | [10 empty] | 500000 | Low transition. Below this value the low transition premium (3%) is applied.
Design Services | 0.14 | 0 |  | 0 |  |  |  | Design Services | 0.14 | 0 |  | 0 | [10 empty] | 3% | Low transition premium percentage.
Pre-Construction Services | 0.03 | 0 |  | 0 |  |  |  | Pre-Construction Services | 0.03 | 0 |  | 0
[23 empty] | Taper percent | Taper transition. Tapers linearly from low and upper set percentages.
Total DB Services | 0.17 | [6 empty] | Total DB Services | 0.17 | [6 empty] | Small Project A/E FEE PAYMENT SCHEDULE
[18 empty] | Schematic/Preliminary | Construction |  | Construction | Record | 5000000 | Upper transition. Above this value the upper transition fee premium is applied
[16 empty] | Total |  | Design | Documents | Bidding | Administration | Drawings | 1% | Upper transition premium percentage.
[16 empty] | 100% |  | 35% | 35% | 0% | 25% | 5%
DESIGN BID BUILD: FEE CALCULATIONS (STATE) | [7 empty] | DESIGN BID BUILD: FEE CALCULATIONS (NONSTATE) | [7 empty] | 1 |  | 0 | 0 | 0 | 0 | 1
| Construction | [7 empty] | Construction | [6 empty] | at 25% |  | - | 0 |  | 0 |  | 0 | Construction value. (Use construction value not total project value.)
| Budget | AE Fee % | AE Fee | [5 empty] | Budget | AE Fee % | AE Fee |  |  |  |  | at 50% |  | 0 | 0 |  | Monthly
NEW CONSTRUCTION | 0 |  |  | LOG Calc & |  |  |  | NEW CONSTRUCTION | 0 |  |  | LOG Calc & |  |  |  | at 75% |  | - | 0 |  | equal to percentage |  | 0 | The approximate addition over a CSU standard fee for renovation level 2 complexity.
|  |  |  | Coefficients | [7 empty] | Coefficients |  |  |  | at 100% |  | 0 | 0 |  | complete (1)
A/E Design Basis (New) | 0 | 0% | 0 |  |  |  |  | A & E Design Basis (New) | 0 | 0% | 0
RENOVATION | 0 |  |  | 0 |  |  |  | RENOVATION | 0 |  |  | 0 |  |  |  | Small Project A/E Fee Notes:
|  |  |  | 0 | [7 empty] | 0 |  |  |  | #1) Construction Administration fee paid in monthly payments equal to the percentage of project's construction completion.
A/E Design Basis (Reno) | 0 | 0% | 0 | 0 |  |  |  | A & E Design Basis (Reno) | 0 | 0% | 0 | 0
|  |  |  | 0 | [7 empty] | 0 |  |  |  | #2) Fee percentage follows the CSU standard fee curve with the following modifications: Uses type 2 complexity for all projects,
|  |  |  | 0 | [7 empty] | 0 |  |  |  | applies a renovation premium on all projects to address additional project coordination, and applies a fee percentage increase
TOTAL (STATE) | 0 | #DIV/0! | 0 |  |  |  |  | TOTAL (NONSTATE) | 0 | #DIV/0! | 0 |  |  |  |  | from 3% to 1% depending upon project size.
CM @ RISK: FEE CALCULATIONS (STATE) | [7 empty] | CM @ RISK: FEE CALCULATIONS (NONSTATE) | [7 empty] | Fee Summary
| Construction | ARCHITECTURAL/ENGINEERING |  |  | CM @ RISK |  |  |  | Construction | ARCHITECTURAL/ENGINEERING |  |  | CM @ RISK |  |  | P |  | 0 |  | Schematics + Design Development
| Budget | AE Fee % | AE Fee |  | PW |  |  |  | Budget | AE Fee % | AE Fee |  | PW | C | Contingency | W |  | 0 |  | Construction Documents + Bidding
NEW CONSTRUCTION | 0 |  |  | LOG Calc & | 0 |  |  | NEW CONSTRUCTION | 0 |  |  | LOG Calc & | 0 |  |  | C |  | 1 |  | Const. Admin. + Rec. Dwgs.
|  |  |  | Coefficients | 1% | [6 empty] | Coefficients | 1%
A/E Design Basis (New) | 0 | 0% | 0 |  |  |  |  | A & E Design Basis (New) | 0 | 0% | 0 |  |  |  |  | TOTAL |  | 1 |  | Total PWC
RENOVATION | 0 |  |  | 0 | 0 |  |  | RENOVATION | 0 |  |  | 0 | 0
|  |  |  | 0 | 1% | [6 empty] | 0 | 1%
A/E Design Basis (Reno) | 0 | 0% | 0 | 0 |  |  |  | A & E Design Basis (Reno) | 0 | 0% | 0 | 0
|  |  |  | 0 | [7 empty] | 0
|  |  |  | 0 | [7 empty] | 0
TOTAL (STATE) | 0 | #DIV/0! | 0 |  | 0.02 |  |  | TOTAL (NONSTATE) | 0 | #DIV/0! | 0 |  | 0.02
DESIGN-BUILD: FEE CALCULATIONS (STATE) | [7 empty] | DESIGN-BUILD: FEE CALCULATIONS (NONSTATE)
| Construction | ARCHITECTURAL/ENGINEERING |  |  | DESIGN-BUILD CM FEE |  |  |  | Construction | ARCHITECTURAL/ENGINEERING |  |  | DESIGN-BUILD CM FEE
| Budget | AE Fee % | AE Fee |  | PW |  |  |  | Budget | AE Fee % | AE Fee |  | PW
NEW CONSTRUCTION | 0 |  |  | LOG Calc & | 0 |  |  | NEW CONSTRUCTION | 0 |  |  | LOG Calc & | 0 | [5 empty] | Exhibit B State Funded Renovation
|  |  |  | Coefficients | 0% | [6 empty] | Coefficients | 0% | [5 empty] | SMALL PROJECT SCHEDULE OF LUMP SUM FEES |  |  |  | How to fill out the Exhibit B Form
A/E Design Basis (New) | 0 | 0% | 0 |  |  |  |  | A & E Design Basis (New) | 0 | 0% | 0 | [7 empty] | ARCHITECTS/ENGINEER'S BASIC SERVICES |  |  |  | Insert date, project, campus and A/E information as indicated.
[8 empty] | A/E fee minus 1% | 0 | -1% | 0 | [6 empty] | Note: this subroutine repeated here for New Construction State - NonState and Renovation State and Non-State |  |  |  |  | Fill in the header information
RENOVATION | 0 |  |  | 0 | 0 |  |  | RENOVATION | 0 |  |  | 0 | 0 | [9 empty] | Insert a construction budget value
|  |  |  | 0 | 0% | [6 empty] | 0 | 0%
A/E Design Basis (Reno) | 0 | 0% | 0 | 0 |  |  |  | A & E Design Basis (Reno) | 0 | 0% | 0 | 0 |  |  |  | Date: | [Insert]
|  |  |  | 0 |  |  |  | A/E fee minus 1% | 0 | -0.5% | 0 | 0 |  |  |  | Project: | [Insert] | [5 empty] | How the SPA fee is calculated
|  |  |  | 0 | [7 empty] | 0 |  |  |  | Campus: | [Insert]
TOTAL (STATE) | 0 | #DIV/0! | 0 |  | 0 |  |  | TOTAL (NONSTATE) | 0 | #DIV/0! | 0 |  | 0 |  |  | A/E: | [Insert] | [5 empty] | #VALUE! | CSU standard fee formula for a level 2 complexity. Use level 2 for ALL SPA work.
| 0 | #DIV/0! | 0.405 | 1.158 | #DIV/0! | 0.21 | 0.02 |  | 0 | #DIV/0! | 0.405 | 1.158 | #DIV/0! | 0.21 | 0.02 | [7 empty] | 2% | A standard renovation 2% complexity premium is universally applied to ALL SPA work.
[16 empty] | Small Project A/E FEE CALCULATION |  |  | Construction |  | A/E | A/E Fee as a %
[19 empty] | Budget |  | Fee (2) | of Construction | #DIV/0! | An additional premium (1% to 3%) is applied depending on size of project.
[23 empty] | #DIV/0! | The SPA A/E fee is the sum of the three elements above.
COLLABORATIVE DESIGN-BUILD: FEE CALCULATIONS (STATE) | [7 empty] | COLLABORATIVE DESIGN-BUILD: FEE CALCULATIONS (NONSTATE) | [7 empty] | Total A/E Construction Budget |  |  | 0 |  | 1 | #DIV/0!
| Construction | ARCHITECTURAL/ENGINEERING |  |  | DESIGN-BUILDER FEES |  |  |  | Construction | ARCHITECTURAL/ENGINEERING |  |  | DESIGN-BUILDER FEES
| Budget | AE Fee % | AE Fee |  | DESIGN | PRE-CON |  |  | Budget | AE Fee % | AE Fee |  | DESIGN | PRE-CON | [8 empty] | 500000 | Low transition. Below this value the low transition premium (3%) is applied.
NEW CONSTRUCTION | 0 |  |  |  | 0 | 0 |  | NEW CONSTRUCTION | 0 |  |  |  | 0 | 0 | [8 empty] | 3% | Low transition premium percentage.
[5 empty] | 7% | 1.5% | [6 empty] | 7% | 1.5%
A/E Design Basis (New) | 0 | [6 empty] | A & E Design Basis (New) | 0 | [6 empty] | Small Project A/E FEE PAYMENT SCHEDULE | [6 empty] | Taper percent | Taper transition. Tapers linearly from low and upper set percentages.
[18 empty] | Schematic/Preliminary | Construction |  | Construction | Record
RENOVATION | 0 |  |  |  | 0 | 0 |  | RENOVATION | 0 |  |  |  | 0 | 0 |  | Total |  | Design | Documents | Bidding | Administration | Drawings | 5000000 | Upper transition. Above this value the upper transition fee premium is applied
[5 empty] | 7% | 1.5% | [6 empty] | 7% | 1.5% |  | 100% |  | 35% | 35% | 0% | 25% | 5% | 1% | Upper transition premium percentage.
A/E Design Basis (Reno) | 0 | [6 empty] | A & E Design Basis (Reno) | 0 | [6 empty] | 1 |  | 0 | 0 | 0 | 0 | 1
[16 empty] | at 25% |  | - | 0 |  | 0
[16 empty] | at 50% |  | 0 | 0 |  | Monthly |  | 0 | Construction value. (Use construction value not total project value.)
TOTAL (STATE) | 0 |  |  |  | 0.14 | 0.03 |  | TOTAL (NONSTATE) | 0 |  |  |  | 0.14 | 0.03 |  | at 75% |  | - | 0 |  | equal to percentage
[16 empty] | at 100% |  | 0 | 0 |  | complete (1) |  | 0 | The approximate addition over a CSU standard fee for renovation level 2 complexity.
Small Project A/E Fee Notes:
#1) Construction Administration fee paid in monthly payments equal to the percentage of project's construction completion.
#2) Fee percentage follows the CSU standard fee curve with the following modifications: Uses type 2 complexity for all projects,
applies a renovation premium on all projects to address additional project coordination, and applies a fee percentage increase
from 3% to 1% depending upon project size.
Fee Summary
[16 empty] | P |  | 0 |  | Schematics + Design Development
[16 empty] | W |  | 0 |  | Construction Documents + Bidding
[16 empty] | C |  | 1 |  | Const. Admin. + Rec. Dwgs.
[16 empty] | TOTAL |  | 1 |  | Total PWC
Exhibit C Non- State Funded New Construction
[19 empty] | SMALL PROJECT SCHEDULE OF LUMP SUM FEES |  |  |  | How to fill out the Exhibit B Form
[19 empty] | ARCHITECTS/ENGINEER'S BASIC SERVICES |  |  |  | Insert date, project, campus and A/E information as indicated.
[18 empty] | Note: this subroutine repeated here for New Construction State - NonState and Renovation State and Non-State |  |  |  |  | Fill in the header information
Insert a construction budget value
[16 empty] | Date: | [Insert]
[16 empty] | Project: | [Insert] | [5 empty] | How the SPA fee is calculated
[16 empty] | Campus: | [Insert]
[16 empty] | A/E: | [Insert] | [5 empty] | #VALUE! | CSU standard fee formula for a level 2 complexity. Use level 2 for ALL SPA work.
[23 empty] | 2% | A standard renovation 2% complexity premium is universally applied to ALL SPA work.
[16 empty] | Small Project A/E FEE CALCULATION |  |  | Construction |  | A/E | A/E Fee as a %
[19 empty] | Budget |  | Fee (2) | of Construction | #DIV/0! | An additional premium (1% to 3%) is applied depending on size of project.
[23 empty] | #DIV/0! | The SPA A/E fee is the sum of the three elements above.
[16 empty] | Total A/E Construction Budget |  |  | 0 |  | 1 | #DIV/0!
[23 empty] | 500000 | Low transition. Below this value the low transition premium (3%) is applied.
[23 empty] | 3% | Low transition premium percentage.
[16 empty] | Small Project A/E FEE PAYMENT SCHEDULE | [6 empty] | Taper percent | Taper transition. Tapers linearly from low and upper set percentages.
[18 empty] | Schematic/Preliminary | Construction |  | Construction | Record
[16 empty] | Total |  | Design | Documents | Bidding | Administration | Drawings | 5000000 | Upper transition. Above this value the upper transition fee premium is applied
[16 empty] | 100% |  | 35% | 35% | 0% | 25% | 5% | 1% | Upper transition premium percentage.
[16 empty] | 1 |  | 0 | 0 | 0 | 0 | 1
[16 empty] | at 25% |  | - | 0 |  | 0
[16 empty] | at 50% |  | 0 | 0 |  | Monthly |  | 0 | Construction value. (Use construction value not total project value.)
[16 empty] | at 75% |  | - | 0 |  | equal to percentage
[16 empty] | at 100% |  | 0 | 0 |  | complete (1) |  | 0 | The approximate addition over a CSU standard fee for renovation level 2 complexity.
Small Project A/E Fee Notes:
#1) Construction Administration fee paid in monthly payments equal to the percentage of project's construction completion.
#2) Fee percentage follows the CSU standard fee curve with the following modifications: Uses type 2 complexity for all projects,
applies a renovation premium on all projects to address additional project coordination, and applies a fee percentage increase
from 3% to 1% depending upon project size.
Fee Summary
[16 empty] | P |  | 0 |  | Schematics + Design Development
[16 empty] | W |  | 0 |  | Construction Documents + Bidding
[16 empty] | C |  | 1 |  | Const. Admin. + Rec. Dwgs.
[16 empty] | TOTAL |  | 1 |  | Total PWC
Exhibit D NonState Funded Renovation
[19 empty] | SMALL PROJECT SCHEDULE OF LUMP SUM FEES |  |  |  | How to fill out the Exhibit B Form (this instruction page does not print)
[19 empty] | ARCHITECTS/ENGINEER'S BASIC SERVICES |  |  |  | Insert date, project, campus and A/E information as indicated in C7 to C10
[18 empty] | Note: this subroutine repeated here for New Construction State - NonState and Renovation State and Non-State |  |  |  |  | Fill in the header information
Insert a construction budget value in E16
Done!
[16 empty] | Date: | [Insert]
[16 empty] | Project: | [Insert] | [5 empty] | How the SPA fee is calculated
[16 empty] | Campus: | [Insert]
[16 empty] | A/E: | [Insert] | [5 empty] | #VALUE! | CSU standard fee formula for a level 2 complexity. Use level 2 for ALL SPA work.
[23 empty] | 2% | A standard renovation 2% complexity premium is universally applied to ALL SPA work.
[16 empty] | Small Project A/E FEE CALCULATION |  |  | Construction |  | A/E | A/E Fee as a %
[19 empty] | Budget |  | Fee (2) | of Construction | #DIV/0! | An additional premium (1% to 3%) is applied depending on size of project.
[23 empty] | #DIV/0! | The SPA A/E fee is the sum of the three elements above.
[16 empty] | Total A/E Construction Budget |  |  | 0 |  | 1 | #DIV/0!
[23 empty] | 500000 | Low transition. Below this value the low transition premium (3%) is applied.
[23 empty] | 3% | Low transition premium percentage.
[16 empty] | Small Project A/E FEE PAYMENT SCHEDULE | [6 empty] | Taper percent | Taper transition. Tapers linearly from low and upper set percentages.
[18 empty] | Schematic/Preliminary | Construction |  | Construction | Record
[16 empty] | Total |  | Design | Documents | Bidding | Administration | Drawings | 5000000 | Upper transition. Above this value the upper transition fee premium is applied
[16 empty] | 100% |  | 35% | 35% | 0% | 25% | 5% | 1% | Upper transition premium percentage.
[16 empty] | 1 |  | 0 | 0 | 0 | 0 | 1
[16 empty] | at 25% |  | - | 0 |  | 0
[16 empty] | at 50% |  | 0 | 0 |  | Monthly |  | 0 | Construction value. (Use construction value not total project value.)
[16 empty] | at 75% |  | - | 0 |  | equal to percentage
[16 empty] | at 100% |  | 0 | 0 |  | complete (1) |  | 0 | The approximate addition over a CSU standard fee for renovation level 2 complexity.
Small Project A/E Fee Notes:
#1) Construction Administration fee paid in monthly payments equal to the percentage of project's construction completion.
#2) Fee percentage follows the CSU standard fee curve with the following modifications: Uses type 2 complexity for all projects,
applies a renovation premium on all projects to address additional project coordination, and applies a fee percentage increase
from 3% to 1% depending upon project size.
Fee Summary
[16 empty] | P |  | 0 |  | Schematics + Design Development
[16 empty] | W |  | 0 |  | Construction Documents + Bidding
[16 empty] | C |  | 1 |  | Const. Admin. + Rec. Dwgs.
[16 empty] | TOTAL |  | 1 |  | Total PWC
Note on A35: 1% Construction Claims Program (CCP) Risk Pool for Streamlined projects only (302s). Reference CMR Guidelines: Chap 1, Art B.

## REFERENCE
[18 empty] | 1 | 2 | 3 | 4 | 5 | 6 | 7 | 8 | 9 |  |  |  | 1 | 2 | 3 | 4 | 5 | 6 | 7 | 8 | 1 | 2 | 3 | 4 | 5
AE FEE TYPES |  | ESCALATION CALCULATION TO MIDPOINT OF CONSTRUCTION | [5 empty] | CSU CAMPUSES |  |  |  | ENERGY USAGE | [5 empty] | 1: SCHEDULE OF FACILITY TYPES; 5: (CCCI 10461/EPI 5000); 8: 2026/27; 9: SUSTAINABLE | 2-8: PHASES | 2-8: TYPES |  | 2-8: ELEC EQUIP | [7 empty] | CAMPUS STATISTICS
SELECT |  |  | NEW CONSTRUCTION |  | RENOVATION |  |  | SELECT CAMPUS |  |  |  | Campus | Electric Utility | Elec $/kWh | Gas Utility | Gas $/Therms |  | FACULTY (SPACE) TYPE |  | $/GSF | AE FEE TYPE |  | GRP I | GRP II | BLDG EFF % | DIFFICULTY RATING | SELECT MILESTONE SUBMITTAL | SELECT | GSF | LOOKUP | TRANSFORMER | COST | MAIN SWTCHBD | COST | EM GEN | COST | UPS COST | Campus | # RAIN DAYS | X | X | X
1 |  |  | STATE | CAMPUS | STATE | CAMPUS |  | CSU BAKERSFIELD |  |  |  | CAL POLY STATE UNIV, SAN LUIS OBISPO | PG&E | 0.095096 | SCG | 0.63695 |  | 1: SELECT SPACE TYPE | OUTYEAR | ADMINISTRATIVE/OFFICE BUILDING | 45000 | 0 | 225 kVA | 22000 | 400A, 480Y/277V | 12000 | 100 kW | 40000 | 90000 | CAL POLY STATE UNIV, SAN LUIS OBISPO | 45
2 |  |  | 0 | 0 | 0 | 0 |  | CSU CHANNEL ISLANDS |  |  |  | CAL STATE POLY UNIV, POMONA | SCE | 0.1107 | SCG | 0.71831 |  | Administration |  | 544.4563 | 3 |  | 3% | 54.6992 | 65% | 4 | COBCP (FEASIBILITY STUDY) | CLASSROOM BUILDING | 100000 | 72500 | 500 kVA | 35000 | 800A, 480Y/277V | 18000 | 200 kW | 80000 | 200000 | CAL STATE POLY UNIV, POMONA | 35 |  |  |  | 1.1459
3 |  |  | 0 | 0 | 0 | 0 |  | CSU CHICO |  |  |  | CALIFORNIA MARITIME ACADEMY | PG&E | 0.11836 | PG&E | 0.63654 |  | Agriculture |  | 504.6932 | 3 |  | 10% | 111.5009 | 66% | 5 | SCHEMATIC DESIGN | SCIENCE LAB BUILDING | 150000 | 125000 | 750 kVA | 47500 | 1000A, 480Y/277V | 21000 | 300 kW | 120000 | 300000 | CALIFORNIA MARITIME ACADEMY | 66 |  |  |  | 1.0815
4 | [7 empty] | CSU DOMINGUEZ HILLS |  |  |  | CSU BAKERSFIELD | PG&E | 0.12596 | SCG | 0.54087 |  | Amphitheater |  | 669.8747 | 4 |  | 0% |  | 0% | 3 |  |  | 200000 | 175000 | 1000 kVA | 60000 | 1200A, 480Y/277V | 24000 | 400 kW | 160000 | 400000 | CSU BAKERSFIELD | 37
5 | [5 empty] | PER DOF BL-11-09 |  | CSU EAST BAY |  |  |  | CSU CHANNEL ISLANDS | SCE | 0.094621 | SCG | 0.62622 |  | Aquatic Facility |  | 506.2329 | 3 |  | 3% |  | 0% | 10 | 2-8: ELEC UTILITY | 2-8: IT | 300000 | 250000 | 1500 kVA | 85000 | 2000A, 480Y/277V | 36000 | 600 kW | 240000 | 600000 | CSU CHANNEL ISLANDS | 31
[8 empty] | CSU FRESNO |  |  |  | CSU CHICO | PG&E | 0.13603 | PG&E | 0.78842 |  | Art |  | 576.5808 | 3 |  | 7% | 71.8366 | 62% | 7 | SELECT PUBLIC UTILITY | SELECT CABLE MEDIUM | [9 empty] | CSU CHICO | 75
|  |  |  | Beginning of BUDGET YEAR | 2026-07-01 |  |  | CSU FULLERTON |  |  |  | CSU DOMINGUEZ HILLS | SCE | 0.12776 | DGS/SCG | 0.70582 |  | Asbestos Abatement/Alterations |  | 510.8221 | 3 |  | 0% |  | 0% | 0 | Campus-Owned Distribution | Copper | [9 empty] | CSU DOMINGUEZ HILLS | 32
MILESTONE PHASES |  |  |  | Construction Start Date | 2028-03-22 |  | 0.42% | HUMBOLDT STATE UNIVERSITY |  |  |  | CSU EAST BAY | PG&E | 0.13476 | PG&E | 0.78235 |  | Biological Science (Wet Lab) |  | 708.1131 | 2 |  | 20% | 158.4027 | 59% | 10 | LADWP: Los Angeles Dept of Water & Power | Fiber Coaxial | [9 empty] | CSU EAST BAY | 66
SELECT MILESTONE PHASE |  |  |  | Midpoint of Construction | 2028-12-17 |  |  | CSU LONG BEACH |  |  |  | CSU FRESNO | PG&E | 0.12926 | DGS/PG&E | 0.64936 |  | Bookstore |  | 498.5792 | 3 |  | 3% | 52.5548 | 75% | 5 | PG&E: Pacific Gas & Elec | Optical Fiber | [9 empty] | CSU FRESNO | 44
BUDGET @ OUTYEAR | [7 empty] | CSU LOS ANGELES |  |  |  | CSU FULLERTON | SCE | 0.04581 | SCG | 0.57586 |  | Bridges |  | 172.8203 | 1 |  | 0% |  | 0% | 5 | SMUD: Sacramento Municipal Utility Dist | [10 empty] | CSU FULLERTON | 35
BUDGET @ COBCP/AMEND |  |  |  | Months to midpoint of construction | 29.6053 | Annual |  | CALIFORNIA MARITIME ACADEMY |  |  |  | CSU LONG BEACH | SCE | 0.091777 | SCG | 0.80152 |  | Business Admin./Student Business Services |  | 544.4563 | 3 |  | 5% | 67.4248 | 63% | 4 | SDG&E: San Diego Gas & Elec | [10 empty] | CSU LONG BEACH | 32
SCHEMATIC |  |  |  | Average monthly inflation -- DOF Approved: | 0.42% | 5.04% |  | CSU MONTEREY BAY |  |  |  | CSU LOS ANGELES | LADWP | 0.11785 | SCG | 0.67579 |  | Cafeteria |  | 507.7576 | 2 |  | 15% | 50.2347 | 77% | 9 | SCE: SoCal Edison | [10 empty] | CSU LOS ANGELES | 35
GMP AWARD (DB) |  |  |  | Escalation percentage over project | 12.43% |  |  | CSU NORTHRIDGE |  |  |  | CSU MONTEREY BAY | PG&E | 0.11339 | DGS/PG&E | 0.66105 |  | Central Heating and Cooling Plant |  | 515.3963 | 3 |  | 0% |  | 0% | 8 | TID Water & Power | [10 empty] | CSU MONTEREY BAY | 66
PRELIMINARY | [7 empty] | CAL STATE POLY UNIV, POMONA |  |  |  | CSU NORTHRIDGE | LADWP | 0.10576 | SCG | 0.71881 |  | Child Care |  | 516.936 | 3 |  | 10% | 27.5447 | 63% | 6 | [11 empty] | CSU NORTHRIDGE | 35
WORKING DRAWINGS | [7 empty] | CSU SACRAMENTO |  |  |  | CSU SACRAMENTO | SMUD | 0.091303 | PG&E | 0.71184 |  | Classroom (General) |  | 544.4563 | 3 |  | 5% | 32.236 | 63% | 5 | 2-8: GAS UTILITY | [10 empty] | CSU SACRAMENTO | 58
GMP(CMR) |  | HISTORICAL COST INDEXES 1987 TO PRESENT | [5 empty] | CSU SAN BERNARDINO |  |  |  | CSU SAN BERNARDINO | SCE | 0.12883 | SCG | 0.72202 |  | Cogeneration Buildings & Equipment |  | 518.4608 | 3 |  | 0% |  | 0% | 8 | SELECT PUBLIC UTILITY | [10 empty] | CSU SAN BERNARDINO | 35
AWARD |  |  |  | CCCI | % Change | EPI | % Change | SAN DIEGO STATE UNIVERSITY |  |  |  | CSU SAN DIEGO | SDG&E | 0.11617 | SDG&E | 1.0739 |  | College Union |  | 703.5239 | 2 |  | 3% | 57.1072 | 72% | 7 | Campus-Owned Distribution | [10 empty] | CSU SAN DIEGO | 42
EQUIPMENT |  | 1987/88 |  | 2752.5954 |  | 1975 |  | SAN FRANCISCO STATE UNIVERSITY |  |  |  | CSU SAN MARCOS | SDG&E | 0.10883 | SDG&E | 0.63657 |  | Computer Facility |  | 706.5734 | 2 |  | 0% |  | 65% | 6 | PG&E: Pacific Gas & Elec | [10 empty] | CSU SAN MARCOS | 42
ACQUISITION |  | 1988/89 |  | 2824.2127 | 2.602% | 1975 | 0% | SAN JOSE STATE UNIVERSITY |  |  |  | CSU STANISLAUS | TID | 0.10529 | PG&E | 0.70282 |  | Corporation Yard (shops) |  | 273.7529 | 3 |  | 4% | 28.9315 | 90% | 8 | SCG: Southern Cal Gas | [10 empty] | CSU STANISLAUS | 51
AUGMENT |  | 1989/90 |  | 2905.1714 | 2.867% | 2032 | 2.886% | CAL POLY STATE UNIV, SAN LUIS OBISPO |  |  |  | HUMBOLDT STATE UNIVERSITY | PG&E | 0.12833 | PG&E | 0.97073 |  | Corporation Yard (warehouses) |  | 224.8263 | 5 |  | 1% | 19.9497 | 90% | 5 | SDG&E: San Diego Gas & Elec | [10 empty] | HUMBOLDT STATE UNIVERSITY | 117
REVERSION |  | 1990/91 |  | 3006.6811 | 3.494% | 2145 | 5.561% | CSU SAN MARCOS |  |  |  | OFFICE OF THE CHANCELLOR | SCE | 0.14151 | SCG | 0.64088 |  | Education |  | 544.4563 | 3 |  | 8% | 53.4512 | 63% | 5 | [11 empty] | OFFICE OF THE CHANCELLOR | 32
|  | 1991/92 |  | 3037.1963 | 1.015% | 2242 | 4.522% | SONOMA STATE UNIVERSITY |  |  |  | SAN FRANCISCO STATE UNIVERSITY | PG&E | 0.12845 | PG&E | 0.84861 |  | Engineering |  | 659.1716 | 3 |  | 12% | 194.9274 | 72% | 5 | 2-8: WATER UTILITY | [10 empty] | SAN FRANCISCO STATE UNIVERSITY | 66
DELIVERY TYPES |  | 1992/93 |  | 3113.1729 | 2.502% | 2285 | 1.918% | CSU STANISLAUS |  |  |  | SAN JOSE STATE UNIVERSITY | PG&E | 0.14094 | PG&E | 0.80916 |  | Entrances Structure |  | 171.2955 | 1 |  | 0% |  | 0% | 3 | SELECT PUBLIC UTILITY | [10 empty] | SAN JOSE STATE UNIVERSITY | 66
SELECT DELIVERY TYPE |  | 1993/94 |  | 3209.0778 | 3.081% | 2321 | 1.575% | OFFICE OF THE CHANCELLOR |  |  |  | SONOMA STATE UNIVERSITY | PG&E | 0.11753 | PG&E | 0.78637 |  | Faculty Offices |  | 527.6392 | 3 |  | 3% | 20.4946 | 60% | 5 | Campus-Owned Distribution | [10 empty] | SONOMA STATE UNIVERSITY | 66
DESIGN-BID-BUILD |  | 1994/95 |  | 3326.1566 | 3.648% | 2370 | 2.111% | [6 empty] | 0.12013 |  | 0.72759 |  | Farm Building (simple) |  | 839.6305 | 5 |  | 0% |  | 0% | 5 | California Water Service Co
CM @ RISK |  | 1995/96 |  | 3484.3374 | 4.756% | 2397 | 1.139% | [10 empty] | Health Clinic |  | 591.8732 | 2 |  | 10% | 89.1323 | 60% | 6 | Camrosa Water District
DESIGN-BUILD |  | 1996/97 |  | 3484.3374 | 0% | 2397 | 0% | AE ADD SERVICES-CONSULTANTS |  |  |  | DELIVERY METHOD FEE STRUCTURE (Linked to chart below) | [5 empty] | Home Economics (Food Sci / Nutrition) |  | 544.4563 | 3 |  | 15% | 59.0231 | 62% | 5 | City of Arcata
COLLABORATIVE DESIGN-BUILD |  | 1997/98 |  | 3570.9009 | 2.484% | 2475 | 3.254% |  | FEE % (TC) |  |  |  |  | NEW CONSTRUCTION |  |  |  | Humanities |  | 544.4563 | 3 |  | 5% | 54.1016 | 63% | 5 | City of Bakersfield
SMALL PROJECT |  | 1998/99 |  | 3722 | 4.231% | 2485 | 0.404% | SELECT CONSULTANT |  |  | 1 |  | CM @ RISK | DESIGN-BID-BUILD | DESIGN-BUILD | COLLABORATIVE DESIGN-BUILD | SMALL PROJECT | Industrial Arts |  | 530.7037 | 3 |  | 7% | 111.5009 | 65% | 8 | City of Fresno
|  | 1999/00 |  | 3847 | 3.358% | 2485 | 0% | A/V Consultant | 0.1% |  | 2 | PRE-CON SERVICES (PW) / DESIGN | 1% |  |  | 7% |  | Language Arts |  | 544.4563 | 3 |  | 9% | 67.9697 | 63% | 5 | City of Fullerton
FUND TYPE |  | 2000/01 |  | 3909 | 1.612% | 2502 | 0.6841% | A/V Consultant - Theater | 0.5% |  | 3 | CONSTRUCTION SERVICES (C ) / PRE-CON | 6.5% |  |  | 1.5% |  | Library/Information Resource Center (w/o ASR) |  | 480.2224 | 2 |  | 2% | 64.5071 | 70% | 6 | City of Long Beach
SELECT |  | 2001/02 |  | 4019 | 2.814% | 2564 | 2.478% | Acoustical | 0.1% |  | 4 | CM CONTINGENCY (1-3%) / SITE MGMT | 2% |  |  | 5.4% |  | Little Theatre & Auditorium (<500 seats) |  | 734.1087 | 2 |  | 0% | 69.3407 | 70% | 7 | City of Sacramento
301 | Non-Streamlined | 2002/03 |  | 4019 | 0% | 2564 | 0% | Acoustical - Theater | 0.5% |  | 5 | OH + PROFIT (Gen Cond) / C PHASE OH+P | 4% | 12% | 16.5% | 5.5% | 12% | Monuments |  | 168.2311 | 1 |  | 0% |  | 0% | 1 | City of San Bernardino
302 | Streamlined | 2003/04 |  | 4019 | 0% | 2564 | 0% | Interior Design | 0.5% |  | 6 | DB BONDS |  |  |  | 0.9% |  | Museum & Gallery |  | 347.1653 | 2 |  | 2% | 32.2411 | 83% | 6 | City of San Diego
Non-State |  | 2004/05 |  | 4100 | 2.015% | 2564 | 0% | Lab Planner (Dry) | 0.5% |  | 7 | SUB BONDS |  |  |  | 0.9% |  | Music |  | 680.5779 | 3 |  | 4% | 118.3274 | 58% | 5 | City of San Luis Obispo
|  | 2005/06 |  | 4328 | 5.561% | 2649 | 3.315% | Lab Planner (Wet) | 0.75% |  | 8 | DB CONTINGENCY |  |  |  | 5% |  | Performing Arts Facility/Theatre (500+ seats) |  | 871.755 | 2 |  | 0% | 142.689 | 70% | 7 | City of Trinidad
|  | 2006/07 |  | 4633 | 7.047% | 2726 | 2.907% | Lighting Consultant | 0.1% |  | 9 | SUBTOTAL | 13.5% | 12% | 16.5% | 26.2% | 12% | Physical Education/Gymnasium/Dance Studios |  | 487.876 | 3 |  | 5% | 33.73 | 75% | 6 | City of Turlock/Turlock Irrigation District
PROJECT TYPE |  | 2007/08 |  | 4865 | 5.008% | 2726 | 0% | Lighting Consultant - Theater | 0.5% |  | 10 | PROJECT CONTINGENCY | 4% | 5% | 2% | 2% | 5% | Physical Science (Dry Lab) |  | 642.3395 | 2 |  | 10% | 111.5076 | 59% | 10 | City of Vallejo Water Dept
SELECT |  | 2008/09 |  | 5179 | 6.454% | 2744 | 0.6603% | Wind Study | 0.05% |  | 11 | TOTAL | 17.5% | 17% | 18.5% | 28.2% | 17% | Psychology (Dry Lab) |  | 642.3395 | 3 |  | 10% | 111.5076 | 59% | 5 | Dominguez Water Corporation
MAJOR |  | 2009/10 |  | 5320 | 2.723% | 2894 | 5.466% |  |  |  | 12 | [6 empty] | Residence/Student Housing (Type 1) |  | 377.765 | 4 |  | 2% | 47.9673 | 65% | 6 | Hayward Water System
INFRASTRUCTURE IMPROVEMENT |  | 2010/11 |  | 5565 | 4.605% | 2928 | 1.175% |  |  |  | 13 |  |  | RENOVATION |  |  |  | Residence/Student Housing (Type 2) |  | 434.3453 | 4 |  | 2% | 47.9673 | 65% | 6 | LADWP: Los Angeles Dept of Water & Power
ENERGY |  | 2011/12 |  | 5732 | 3.001% | 3016 | 3.005% |  |  |  | 14 |  | CM @ RISK | DESIGN-BID-BUILD | DESIGN-BUILD | COLLABORATIVE DESIGN-BUILD | SMALL PROJECT | 1: SELECT SPACE TYPE; 9: 0 | San Francisco Water System
|  | 2012/13 |  | 5950 | 3.803% | 3125 | 3.614% |  |  |  | 15 | PRE-CON SERVICES (PW) / DESIGN | 1% |  | 0% | 7% |  | Site Development |  | 677.5134 | 4 |  | 0% |  | 0% | 9 | San Jose Water Company
|  | 2013/14 |  | 6077 | 2.134% | 3147 | 0.704% |  |  |  | 16 | CONSTRUCTION SERVICES (C ) / PRE-CON | 2.9% | 0% | 0% | 1.5% | 0% | Social Science |  | 544.4563 | 3 |  | 5% | 54.4355 | 63% | 5 | Three Valleys Municipal Services
|  | 2014/15 |  | 6151 | 1.218% | 3202 | 1.748% |  |  |  | 17 | CM CONTINGENCY (1-3%) / SITE MGMT | 1% |  |  | 5.4% |  | 1: Stadium; 3: 679.0531; 4: 4; 7: 0; 9: 9 | Vallecitos Water District
|  | 2015/16 |  | 6151 | 0% | 3202 | 0% |  |  |  | 18 | OH + PROFIT (Gen Cond) / C PHASE OH+P | 5% | 13% | 17.5% | 5.5% | 13% | 7: 0
|  | 2016/17 |  | 6255 | 2.929% | 3298 | 2.998% |  |  |  | 19 | DB BONDS |  |  |  | 0.9% |  | 7: 0
|  | 2017/18 |  | 6255 | 0% | 3298 | 0% |  |  |  | 20 | SUB BONDS |  |  |  | 0.9% |  | Student Recreation Center |  | 983.3908 | 2 |  | 5% | 43.45 | 65% | 7
|  | 2018/19 |  | 6840 | 9.353% | 3443 | 4.397% |  |  |  | 21 | DB CONTINGENCY |  |  |  | 5%
|  | 2019/20 |  | 6840 | 0% | 3443 | 0% |  |  |  | 22 | SUBTOTAL | 9.9% | 13% | 17.5% | 26.2% | 13% | Utilities/Infrastructure/Telecom |  | 680.5779 | 4 |  | 0% |  | 0% | 0 | 2-8: AQMD UTILITY
|  | 2020/21 |  | 7197 | 5.219% | 3522 | 2.295% |  |  |  | 23 | PROJECT CONTINGENCY | 2% | 7% | 4% | 4% | 7% | 1 | 2 | 3 | 4 | 5 | 6 | 7 | 8 | 9 | SELECT LOCAL AIR DISTRICT
|  | 2021/22 |  | 7528 | 4.599% | 4281 | 21.55% |  |  |  |  | TOTAL | 11.9% | 20% | 21.5% | 30.2% | 20% | FACILITY (SPACE) TYPE |  | GSF/UNIT | AE FEE TYPE | $/unit | GRP I | GRP II | BLDG EFF % | DIFFICULTY RATING | Bay Area Air Quality Management District
|  | 2022/23 |  | 8287 | 10.08% | 4281 | 0% | [10 empty] | 1: SELECT SPACE TYPE | Butte County Air Quality Management District
|  | 2023/24 |  | 10461 | 26.23% | 5000 | 16.8% | [10 empty] | Parking Lot Per Space |  | 350 | 4 | 4698.2254 | 0% | 0 | 0% | 5 | Monterey Bay Unified Air Pollution Control Dist
|  | 2024/25 |  | 10461 | 0% | 5000 | 0% |  |  |  |  | DELIVERY METHOD FEE DETAILED BREAKDOWN | [5 empty] | Parking Structure Per Space |  | 350 | 4 | 19600.7673 | 0% | 0 | 0% | 8 | North Coast Air Quality Control Board
|  | 2025/26 |  | 10461 | 0% | 5000 | 0% | FOR COLLABORATIVE DESIGN-BUILD | [5 empty] | NEW CONSTRUCTION |  | COLLABORATIVE DESIGN-BUILD | SMALL PROJECT | Res/Stdnt Housing Per Bed (Type 1) |  | 342 | 4 | 90721.5872 | 2% | 31.7543 | 65% | 6 | Sacramento Metropolitan Air Quality Management Dist
|  | 2026/27 |  | 10461 | 0% | 5000 | 0% | [5 empty] | CM @ RISK | DESIGN-BID-BUILD | DESIGN-BUILD |  |  | Res/Stdnt Housing Per Bed (Type 2) |  | 426 | 4 | 140142.3352 | 2% | 31.7543 | 65% | 6 | San Diego County Air Pollution Control Dist
[10 empty] | DESIGN SERVICES FOR PHASE 1 AND 2 |  | PRE-CON SERVICES (PW) | 1% |  | 1% | 7% |  | 1: SELECT SPACE TYPE; 3: 0; 4: 0; 9: 0 | San Joaquin Valley Unified Air Pollution Control Dist
[10 empty] | PRE-CONSTRUCTION SERVICES FOR PHASE 1 AND 2 |  | CONSTRUCTION SERVICES (C ) | 6.5% | 6.5% | 6.5% | 1.5% | 6.5% | [9 empty] | San Luis Obispo Air Pollution Control Dist
[10 empty] | SITE MANAGEMENT DURING CONSTRUCTION |  | CM CONTINGENCY (1-3%) | 2% |  |  | 5.4% | [10 empty] | South Coast Air Quality Management Dist
[10 empty] | CONSTRUCTION PHASE OVERHEAD + PROFIT |  | OH + PROFIT | 4% | 5.5% | 9% | 5.5% | 5.5% | [9 empty] | Ventura County Air Pollution Control Dist
[10 empty] | DESIGN-BUILDER PAYMENT AND PERFORMANCE BONDS | [5 empty] | 0.9%
[10 empty] | SUBCONTRACTOR PAYMENT AND PERFORMANCE BONDS | [5 empty] | 0.9% | [10 empty] | 2-8: STORM UTILITY
[10 empty] | DESIGN-BUILDER CONTINGENCY | [5 empty] | 5% | [10 empty] | SELECT PUBLIC UTILITY
[12 empty] | SUBTOTAL | 13.5% | 12% | 16.5% | 26.2% | 12% | [9 empty] | City of Arcata
[12 empty] | PROJECT CONTINGENCY | 4% | 5% | 2% | 2% | 5% | [9 empty] | City of Bakersfield
[12 empty] | TOTAL | 17.5% | 17% | 18.5% | 28.2% | 17% | [9 empty] | City of Carson
City of Chico
City of Hayward
City of Long Beach
City of Sacramento
City of San Luis Obispo
City of San Marcos
City of Turlock
Los Angeles County
San Francisco Public Utility Commission
Vallejo Sanitation & Flood Control
2-8: SEWER UTILITY
SELECT PUBLIC UTILITY
City of Arcata
City of Bakersfield
City of Carson
City of Chico
City of Hayward
City of Long Beach
City of Sacramento
City of San Luis Obispo
City of Turlock
LADWP: Los Angeles Dept of Water & Power
San Bernardino Flood Control District
San Francisco Public Utility Commission
Vallecitos Water District
Vallejo Sanitation & Flood Control
Formulas:
RENOVATION = [RENOVATION, row above]+(+'2-7'!S9-'2-7'!S8)/2
Note on F19: Per SAM Section 6818
Note on J55: [Threaded comment] Your version of Excel allows you to read this threaded comment; however, any edits to it will get removed if the file is opened in a newer version of Excel. Learn more: https://go.microsoft.com/fwlink/?linkid=870924 Comment: was 3698. Changed to reflect actual year equipment is likely to be purchased--2024/25
Note on S2: IF ADDING: SORT DATA for VLOOKUP otherwise it will NOT work.
Note on S54: PROJECT CONTINGENCY: For Reno Calc: 2% +NC (typ)
Note on U36: Includes: Construction Services @ C
Note on X36: Includes: Construction Services @ C
Note on AS3: tmedina: Work around for VLOOKUP rounding limitations. Values indicates median point between the two GSF values.
Note on AU3: tmedina: Incl. transformer pad
Note on AV3: tmedina: incl Auto Transfer Switch
Note on AX3: tmedina: 2W per GSF
Note on AY3: tmedina: $400 per kW
Note on AZ3: tmedina: $400 per kVA
Note on BB2: IF ADDING: SORT DATA for VLOOKUP otherwise it will NOT work.
Note on BC3: CPDC: Data used to calc SWPPP QSP Services
Note on BH5: Smith, Meaghan: Conversion factor is here, in white font
Note on BH6: Smith, Meaghan: Group II multiplier, in white font

## LEED v3 (hidden)
LEED Building Design & Construction (BD&C) v.3.0 Project Scorecard (incl. NC v2.2 comparison)
For the Design, Construction and Major Renovations of Commercial and Institutional Buildings
Including Core & Shell and K-12 School Projects
2009 Edition
Site | Bldg | N/A
5 | 3 | 18 | Sustainable Sites |  |  | v2.2 | NC
[6 empty] | 14 Pts. | 26 Pts.
Y |  |  | Prereq 1 | Construction Activity Pollution Prevention |  | Req’d | Req'd
Y |  |  | Prereq 2 | Environmental Site Assessment |  | NA | NA
|  | 1 | Credit 1 | Site Selection |  | 1 | 1
|  | 5 | Credit 2 | Development Density & Community Connectivity |  | 1 | 5
|  | 1 | Credit 3 | Brownfield Redevelopment |  | 1 | 1
|  | 6 | Credit 4.1 | Alternative Transportation, Public Transportation Access |  | 1 | 6
| 1 |  | Credit 4.2 | Alternative Transportation, Bicycle Storage & Changing Rooms |  | 1 | 1
|  | 3 | Credit 4.3 | Alternative Transportation, Low-Emitting & Fuel-Efficient Vehicles |  | 1 | 3
|  | 2 | Credit 4.4 | Alternative Transportation, Parking Capacity |  | 1 | 2
1 |  |  | Credit 5.1 | Site Development, Protect or Restore Habitat |  | 1 | 1
1 |  |  | Credit 5.2 | Site Development, Maximize Open Space |  | 1 | 1
1 |  |  | Credit 6.1 | Stormwater Design, Quantity Control |  | 1 | 1
1 |  |  | Credit 6.2 | Stormwater Design, Quality Control |  | 1 | 1
1 |  |  | Credit 7.1 | Heat Island Effect, Non-Roof |  | 1 | 1
| 1 |  | Credit 7.2 | Heat Island Effect, Roof |  | 1 | 1
| 1 |  | Credit 8 | Light Pollution Reduction |  | 1 | 1
|  |  | Credit 9 | Tenant Design & Construction Guidelines |  | NA | NA
|  |  | Credit 9 | Site Masterplan |  | NA | NA
|  |  | Credit 10 | Joint Use of Facilities |  | NA | NA
Site | Bldg | N/A
5 | 5 | 0 | Water Efficiency |  |  | v2.2 | NC
[6 empty] | 5 Pts. | 10 Pts.
Y |  |  | Prereq 1 | Water Use Reduction, 20% Reduction |  | 1 | Req'd
2 |  |  | Credit 1.1 | Water Efficient Landscaping, Reduce by 50% |  | 1 | 2
2 |  |  | Credit 1.2 | Water Efficient Landscaping, No Potable Use or No Irrigation* |  | 1 | 2
1 | 1 |  | Credit 2 | Innovative Wastewater Technologies |  | 1 | 2
| 2 |  | Credit 3 .1 | Water Use Reduction, 30% |  | 1 | 2
| 1 |  | Credit 3 .2 | Water Use Reduction, 35%* (points cumulate) |  | NA | 1
| 1 |  | Credit 3 .3 | Water Use Reduction, 40%* (points cumulate) |  | EP | 1
|  |  | Credit 4 | Process Water Use Reduction, 20% |  | NA | NA
Site | Bldg | N/A
0 | 35 | 0 | Energy & Atmosphere |  |  | v2.2 | NC
[6 empty] | 17 Pts. | 35 Pts.
Y |  |  | Prereq 1 | Fundamental Commissioning of the Building Energy Systems |  | Req’d | Req'd
Y |  |  | Prereq 2 | Min. Energy Performance: 10% New or 5% Exist. Bldg. Renov. |  | Req’d | Req'd
Y |  |  | Prereq 3 | Fundamental Refrigerant Management |  | Req’d | Req'd
| 19 |  | Credit 1 | Optimize Energy Performance |  | 1 to 10 | 1 to 19
|  |  |  | 1 | 12% New Buildings or 8% Existing Building Renovations | 1 | 1
|  |  |  | 1 | 14% New Buildings or 10% Existing Building Renovations | 1 | 1
|  |  |  | 1 | 16% New Buildings or 12% Existing Building Renovations | NA | 1
|  |  |  | 1 | 18% New Buildings or 14% Existing Building Renovations | 1 | 1
|  |  |  | 1 | 20% New Buildings or 16% Existing Building Renovations | NA | 1
|  |  |  | 1 | 22% New Buildings or 18% Existing Building Renovations | 1 | 1
|  |  |  | 1 | 24% New Buildings or 20% Existing Building Renovations | 1 | 1
|  |  |  | 1 | 26% New Buildings or 22% Existing Building Renovations | NA | 1
|  |  |  | 1 | 28% New Buildings or 24% Existing Building Renovations | 1 | 1
|  |  |  | 1 | 30% New Buildings or 26% Existing Building Renovations | NA | 1
|  |  |  | 1 | 32% New Buildings or 28% Existing Building Renovations | 1 | 1
|  |  |  | 1 | 34% New Buildings or 30% Existing Building Renovations | NA | 1
|  |  |  | 1 | 36% New Buildings or 32% Existing Building Renovations | 1 | 1
|  |  |  | 1 | 38% New Buildings or 34% Existing Building Renovations | 1 | 1
|  |  |  | 1 | 40% New Buildings or 36% Existing Building Renovations | NA | 1
|  |  |  | 1 | 42% New Buildings or 38% Existing Building Renovations | 1 | 1
|  |  |  | 1 | 44% New Buildings or 40% Existing Building Renovations | NA | 1
|  |  |  | 1 | 46% New Buildings or 42% Existing Building Renovations | NA | 1
|  |  |  | 1 | 48% New Buildings or 44% Existing Building Renovations | NA | 1
| 7 |  | Credit 2 | On-Site Renewable Energy |  | 1 to 3 | 1 to 7
|  |  |  | 1 | 1% Renewable Energy | NA | 1
|  |  |  | 1 | 3% Renewable Energy | 1 - 2.5% | 1
|  |  |  | 1 | 5% Renewable Energy | NA | 1
|  |  |  | 1 | 7% Renewable Energy | 1 - 7.5% | 1
|  |  |  | 1 | 9% Renewable Energy | NA | 1
|  |  |  | 1 | 11% Renewable Energy | NA | 1
|  |  |  | 1 | 13% Renewable Energy | 1 - 12.5% | 1
| 2 |  | Credit 3 | Enhanced Commissioning |  | 1 | 2
| 2 |  | Credit 4 | Enhanced Refrigerant Management |  | 1 | 2
| 3 |  | Credit 5 | Measurement & Verification |  | 1 | 3
|  |  | Credit 5.1 | Measurement & Verification, Base Building |  | NA | NA
|  |  | Credit 5.2 | Measurement & Verification, Tenant Submetering |  | NA | NA
| 2 |  | Credit 6 | Green Power |  | 1 | 2
Site | Bldg | N/A
0 | 14 | 0 | Materials & Resources |  |  | v2.2 | NC
[6 empty] | 13 Pts. | 14 Pts.
Y |  |  | Prereq 1 | Storage & Collection of Recyclables |  | Req'd | Req'd
| 3 |  | Credit 1.1 | Building Reuse, Maintain Percentage of Existing Walls, Floors & Roof |  | 1 to 2 | 1 to 3
|  |  |  | 1 | Building Reuse, Maintain % of Exist. Walls, Floors & Roof | 1 - 75% | 1 - 55%
|  |  |  | 1 | Building Reuse, Maintain % of Exist. Walls, Floors & Roof | 1 - 95% | 1 - 75%
|  |  |  | 1 | Building Reuse, Maintain % of Exist. Walls, Floors & Roof | NA | 1 - 95%
[5 empty] | Building Reuse, Maintain % of Exist. Walls, Floors & Roof | NA | NA
[5 empty] | Building Reuse, Maintain % of Exist. Walls, Floors & Roof | NA | NA
| 1 |  | Credit 1.2 | Building Reuse, Maintain 50% of Interior Non-Structural Elements |  | 1 | 1
| 1 |  | Credit 2.1 | Construction Waste Management, Divert 50% from Disposal |  | 1 | 1
| 1 |  | Credit 2.2 | Construction Waste Management, Divert 75% from Disposal |  | 1 | 1
| 1 |  | Credit 3.1 | Materials Reuse, 5% |  | 1 | 1
| 1 |  | Credit 3.2 | Materials Reuse, 10% |  | 1 | 1
| 1 |  | Credit 4.1 | Recycled Content, 10% (post-consumer + ½ pre-consumer) |  | 1 | 1
| 1 |  | Credit 4.2 | Recycled Content, 20% (post-consumer + ½ pre-consumer) |  | 1 | 1
| 1 |  | Credit 5.1 | Regional Materials, 10% Extracted, Processed & Manufactured Regionally |  | 1 | 1
| 1 |  | Credit 5.2 | Regional Materials, 20% Extracted, Processed & Manufactured Regionally |  | 1 | 1
| 1 |  | Credit 6 | Rapidly Renewable Materials, 2.5% |  | 1 | 1
|  |  | Credit 6 | Certified Wood, 50% (different credit number for Core & Shell) |  | NA | NA
| 1 |  | Credit 7 | Certified Wood, 50% |  | 1 | 1
Site | Bldg | N/A
0 | 15 | 0 | Indoor Environmental Quality |  |  | v2.2 | NC
[6 empty] | 15 Pts. | 15 Pts.
Y |  |  | Prereq 1 | Minimum IAQ Performance |  | Req'd | Req'd
Y |  |  | Prereq 2 | Environmental Tobacco Smoke (ETS) Control |  | Req'd | Req'd
Y |  |  | Prereq 3 | Minimum Acoustical Performance |  | NA | NA
| 1 |  | Credit 1 | Outdoor Air Delivery Monitoring |  | 1 | 1
| 1 |  | Credit 2 | Increased Ventilation |  | 1 | 1
| 1 |  | Credit 3.1 | Construction IAQ Management Plan, During Construction |  | 1 | 1
| 1 |  | Credit 3 2 | Construction IAQ Management Plan, Before Occupancy |  | 1 | 1
| 4 |  | Credit 4 | Low-Emitting Materials |  | 1 to 4 | 1 to 4
|  |  |  | 1 | Credit 4.1: Low-Emitting Materials, Adhesives & Sealants | 1 | 1
|  |  |  | 1 | Credit 4.2: Low-Emitting Materials, Paints & Coatings | 1 | 1
|  |  |  | 1 | Credit 4.3: Low-Emitting Materials, Flooring Systems | 1 | 1
|  |  |  | 1 | Credit 4.4: Low-Emitting Materials, Comp. Wd & Agr. Products | 1 | 1
[5 empty] | Credit 4.5: Low-Emitting Materials, Furniture and Furnishings | NA | NA
[5 empty] | Credit 4.6: Low-Emitting Materials, Ceiling and Wall Systems | NA | NA
| 1 |  | Credit 5 | Indoor Chemical & Pollutant Source Control |  | 1 | 1
| 1 |  | Credit 6.1 | Controllability of Systems, Lighting |  | 1 | 1
| 1 |  | Credit 6.2 | Controllability of Systems, Thermal Comfort |  | 1 | 1
| 1 |  | Credit 7.1 | Thermal Comfort, Design |  | 1 | 1
| 1 |  | Credit 7.2 | Thermal Comfort, Verification |  | 1 | 1
| 1 |  | Credit 8.1 | Daylight & Views, Daylight 75% of Spaces |  | 1 | 1
| 1 |  | Credit 8.2 | Daylight & Views, Views for 90% of Spaces |  | 1 | 1
|  |  | Credit 9 | Enhanced Acoustical Performance |  | NA | NA
|  |  | Credit 10 | Mold Prevention |  | NA | NA
Site | Bldg | N/A
2 | 4 | 0 | Innovation & Design Process |  |  | v2.2 | NC
[6 empty] | 5 Pts. | 6 Pts.
1 |  |  | Credit 1.1 | Innovation in Design or Exemplary Performance: Provide Specific Title |  | 1 | 1
1 |  |  | Credit 1.2 | Innovation in Design or Exemplary Performance: Provide Specific Title |  | 1 | 1
| 1 |  | Credit 1.3 | Innovation in Design or Exemplary Performance: Provide Specific Title |  | 1 | 1
| 1 |  | Credit 1.4 | Innovation in Design: Provide Specific Title |  | 1 | 1
| 1 |  | Credit 1.5 | Innovation in Design: Provide Specific Title |  | NA | 1
| 1 |  | Credit 2 | LEED® Accredited Professional |  | 1 | 1
|  |  | Credit 3 | The School as a Teaching Tool |  | NA | NA
Site | Bldg | N/A
2 | 2 | 0 | Regional Priority Credits |  |  | v2.2 | NC
[6 empty] | NA | *4 Points max. out of 6
| 1 |  | Credit 1.1 | Regional Priority Credit: Defined by Zip Code |  | NA | 1*
| 1 |  | Credit 1.2 | Regional Priority Credit: Defined by Zip Code |  | NA | 1*
1 |  |  | Credit 1.3 | Regional Priority Credit: Defined by Zip Code |  | NA | 1*
1 |  |  | Credit 1.4 | Regional Priority Credit: Defined by Zip Code |  | NA | 1*
|  |  | Credit 1.5 | Regional Priority Credit: Defined by Zip Code |  | NA | 1*
|  |  | Credit 1.6 | Regional Priority Credit: Defined by Zip Code |  | NA | 1*
14 | 78 | 18 | Project Totals (Certification Estimates) |  |  | 110 Points Max.
|  | 9 | Certified: 40-49 points Silver: 50-59 points Gold: 60-79 points Platinum: 80+ points
NOTES:
Items on checklist are evaluated by separating associated costs between Building and Site. Credits that contain costs that are normally not associated with a building project proposal (i.e. Site acquisitions, etc...) and are classified as not applicable.
Items in RED font in the N/A column are credits that do not generate cost.
Items in RED font in the Bldg and Site columns are credits more difficult to acheive and are not included in the average points obtained.

## INSTRUCTIONS
INSTRUCTIONS FOR COMPLETING CPDC FORM 2-7
LEGEND
[ INSERT HERE ] | Edit/Insert project information as indicated.
1234 | A data entry cell. User to enter appropriate information.
Formatting is automatic. Do not enter commas or '$' signs.
SELECT | A drop down list box. User to enter select.
A comment box will appear providing additional information/instruction.
1234 | A calculated cell. Values generated by formula based on values entered in select data entry cells.
Formatting is automatic. Do not enter commas or '$' signs.
A plug cell. User to TRANSFER calculated information to another TAB.
Formatting is automatic. Do not enter commas or '$' signs.
The worksheet is NOT protected to allow ability to insert updated values at subsequent milestones. Take care to prevent unintended overwriting of formulas.
TAB 2-7: Cost Estimate Form (page 1 to 3)
The Capital Outlay Estimate (CPDC 2-7) is used for budgeting purposes for both the Five-Year Capital Improvement Program and the Capital Outlay Budget Change Proposal (COBCP). Form CPDC 2-7 is used for both state and self support projects and requires information from:
CSU COST GUIDE updated annually and posted to the CPDC website: http://www.calstate.edu/cpdc/Facilities_Planning/call_letters.shtml. Typical projects use the column "Base Unit Cost Per GSF w/o GC". GC's are generated as 2-7 line 6, Z10. All project proposals lacking a professional cost estimate should be based on CSU Cost Guide. Refer to Outyear Calculation Information below.
COST ESTIMATE: If costs are not based on CSU Cost Guide, provide cost estimate generated as part of Feasibility Study, from a professional Cost Estimator, or Facilities Condition Report (as appropriate). Transfer estimated costs for each building system element to the appropriate uniformat classification. Refer to Cost Estimate Baseline Modifier instructions below.
Header | CAMPUS: Select Campus
Header | PROJECT NAME: Insert Project Name
Header | ARCH/ENGINEER: Insert A/E Firm Name. List both Design Arch and Record Architect if different entity.
Header | CONTRACTOR: Insert Contractor Company Name
Header | DELIVERY TYPE: Select the Delivery Type for the project.
Header | PHASE: Select the phase on which estimate is based.
Header | PROJECT SCHEDULE/DURATION: Use estimated project schedule
Header | DATE: The date used should be the date of the estimate. Date should be revised at major submittals.
Header | BUDGET YEAR: Use appropriate Budget Year for budget request for phase of project.
Header | CCCI: Use the latest CCCI from the CSU Cost Guide. (Exception - for Group II Equipment only budget - the EPI is updated to current budget year, however the CCCI does not change from Construction phase.)
Header | EPI: Use the latest Equipment Price Index from the CSU Cost Guide.
Header | NET AREA: The net area is the assignable square feet (ASF) taken from the Total New Area Requested on Form CPDC 2-4.
Header | GROSS AREA: The gross area is calculated by identifying the type of project and applying the efficiency as expressed in percent (see CSU Cost Guide). To determine gross square feet, divide assignable square feet by efficiency.
Header | EFFICIENCY: Use the appropriate efficiency from the CSU Cost Guide for the pertinent Project Type.
Line Item 1 | TOTAL BUILDING: This is the total of Substructure, Shell, Interiors, Building Services, Equipment and Furnishing.
Cell Y31 | Cost per GSF for substructure, shell, interiors, building services and E20 Furnishings. Used to compare against CSU Cost Guide Base Unit cost w/out GC.
Line F60 | General Requirements, Building: Reference Contract Division 1 for items included in General Requirements
Line Item 1 | TOTAL Building: This is the total of Uniformat Building divisions A-F.
Uniformat line G1020 | Use 3 percent of the total building cost or provide actual estimate from feasibility study
Uniformat line G3040 | Transfer total Utility Costs from CPDC 2-8 Energy & Utilities Checklist or provide supporting data
Uniformat line G100 | General Requirements, Sitework: Reference Contract Division 1 for items included in General Requirements
Line Item 2 | TOTAL SITEWORK: This is the total of Site Prep, Improvements, Site Utilities, Landscape, Other Site Construction, and General Requirements.
Line Item 3 | TOTAL BUILDING & SITEWORK: this is the total of Building and Sitework line items.
Line Item 4 | ESCALATION to Midpoint of Construction. This is a formula based on a percentage annual increase from beginning of project to midpoint of the construction duration. It is calculated from July of Budget Year. NOTE: The Escalation to Midpoint is intended for the purpose of establishing the initial project budget. Once a project has been funded, the amount of escalation should decline to zero at bid (GMP).
Line Item 5 | SUBTOTAL BUILDING, SITEWORK AND ESCALATION: this includes total building and sitework plus the escalation cost and general requirements
Line Item 6 | GENERAL CONDITIONS: This is a formula used to estimated General Conditions based on a percentage of the Total Building & Site (Line Item 3). Percentage is dependent on Delivery Method selected. Refer to Delivery Method Fee Structure in REFERENCE TAB for actual percentages and breakdown of General Conditions for CM@R.
Line Item 7 | TOTAL CONSTRUCTION: This includes total building and sitework, escalation to midpoint of construction, general conditions/overhead and profit. This is the basis for the Advertisement for Bid.
TOTAL GMP: For CM@R delivery only, formula adding total building and sitework, escalation to midpoint of construction and General Conditions, (broken down in detail for overhead and profit, Contingency, Pre-Con Services and CM Construction Services). This is the basis for the GMP.
NOTE: Design Assist costs for CM@Risk Delivery projects ONLY: An amount equivalent to .5% of GMP will be included to cover the costs of Design Assist in the Typical Project Additional Services, Preliminary Design Phase, on 2-7 pages 2 and/or 3. An equivalent amount will be deducted in the Typical Project Additional Services, Construction Phase, on 2-7 pages 2 and/or 3. This procedure shifts the cost of Design Assist from the project Construction budget to the Preliminary Design budget, where Design Assist activities will occur. There is no net change to the project budget.
Line Item 8 | FEES & CONTINGENCY: Reflects indirect soft costs for basic services (i.e. A/E fees, Campus Contingencies, Campus Contract Management).
Line Item 8a & 8b | AE Services: Fees are summarized on page 2 and 3 based on calculations on FEE CALCS TAB.
1. Select Project Type for both State/Self Support to generate fees. Refer to Project Type Schedule on REFERENCE TAB.
Line Item 8c | Campus Contract Management Services: This budget of 7% of the total construction budget amount is for indirect costs such as testing, inspection, printing, project management fees, and campus administrative fees. For state-funded projects, this is inclusive of 1.5% CPDC and 5.5% University Admin Fee. For non-state funded projects, this is inclusive of 0.5% CPDC and 6.5% University Admin Fee (per SUAM 9034.01).
Line Item 8d | Campus Project Contingency: A budget for reserve funds to assure successful completion of the project on time and within total budget. It is calculated as a percentage of Total Construction (line Item 7), this percentage varies dependent on delivery method selected. Refer to Delivery Method Fee Structure on the REFERENCE TAB.
Line Item 9 | SUBTOTAL CONSTRUCTION, FEES & CONTINGENCY: The sum of the Total Construction cost and the total Fees and Contingency cost.
Line Item 10 | CEQA ON-SITE/OFF-SITE MITIGATION COST: Cost identifying negotiated mitigation cost per the BOT approved FEIR
Line Item 11 | REQUIRED ADDITIONAL SERVICES DURING PW PHASE: References subtotals from page 2/3 for required additional services identified during PW. Note: Design Assist costs are included for CM@Risk
Line Item 12 | REQUIRED ADDITIONAL SERVICES DURING C PHASE: References subtotals from page 2/3 for required additional services identified during Construction.
Line Item 12a. | Builders Risk Insurance Premium/ Seismic Fund - Assessed for major capital projects. See Instructions.
Line Item 12b. | Owner Controlled Insurance Premium - Assessed for projects of $10 million or more. See Instructions.
To calculate go to INSURANCE TAB and:
1. Select Applicable Premium Rate from the table and insert onto line item F.
2. Provide Delay in Construction Coverage, if needed, on line item E.
NOTE The BRIP/OCIP Insurance Premium amount will be automatically included in the Construction budget as part of subtotal Project Cost, Line 13.
It is not necessary to subtract BRIP/OCIP fees from the Total Construction or GMP as insurance costs are no longer included in Uniformat building costs or Cost Guide budgets.
NOTE: Design Assist costs for CM@Risk Delivery projects ONLY: An amount equivalent to .5% of GMP will be included to cover the costs of Design Assist in the Typical Project Additional Services, Preliminary Design Phase, on 2-7 pages 2 and/or 3. An equivalent amount will be deducted in the Typical Project Additional Services, Construction Phase, on 2-7 pages 2 and/or 3. This procedure shifts the cost of Design Assist from the project Construction budget to the Preliminary Design budget, where Design Assist activities will occur. There is no net change to the project budget.
Line Item 13 | SUBTOTAL PROJECT COST Excluding Group II Equipment: The sum of the Total Construction Costs, Fees and Insurance, Contingency and the Required Additional Services during PW and Construction.
Line Item 14 | GROUP II EQUIPMENT: Use amount calculated from USER INPUT tab, or CSU Cost Guide to identify the building type and corresponding Group II cost factor. Multiply the assignable square feet times correct cost factor.
Line Item 15 | TOTAL PROJECT COST: The sum of the Subtotal Project Costs, Group II Equipment and CEQA Mitigation Costs.
Line Item 16 | PROJECT FUNDS: Project funds received for prior phases should be identified by the specific state or self-support budget or reserves. If funded by a separate budget appropriation, provide the budget chapter, item number, value and project budget phase received. Projects with matching funds such as donor or reserve funds need to be identified.
Line Item 17 | ADDITIONAL FUNDS REQUIRED: formula subtracting the total Project Funds in 16 previously allocated, from the Project Total in line 15.
Line Item 18 | PROJECT FUND SCHEDULE: identify amount and phase of funds already received, being requested in the budget year, and future need.
TAB 2-7: Estimate Tools (Below the Printable Area on Page 1)
Cell S87 | BASELINE ESTIMATE MODIFIER: Used to calculate CCCI/EPI adjustments for cost estimates generated in the past. Select the year the cost estimate was generated, than reference within the uniformat cells to apply the modifier to the line item.
USER INPUT TAB | OUTYEAR CALCULATIONS: If cost estimates/feasibility studies are not yet available for a project scheduled for funding in an outyear, the USER INPUT tab may be used to generate building and equipment costs by space type and square footage. Reference Cells L28, N28, and Q28 on the User Input worksheet. Adjust the Beginning of Budget Year on the REFERENCE Tab to the appropriate out year and provide an appropriate project schedule on the 2-7 for the project start through construction completion dates.
#REF!
0