{"text_format":"1","workbook":"xlsx","n_sheets":7,"sheets":["_disclaimer","CSU Summary","CSU_pivot_energy","CSU_pivot_campus","CSU_data_summary","CSU_campus_data","_assumptions"],"not_rendered":{"charts":8,"images":2,"macros":1,"external_links":3,"defined_names":81,"comments":0,"pivot_tables":2},"unopened":[],"bounds":{"document_bytes":16777216,"sheet_cells":100000,"rows_first":2000,"rows_last":500,"rows_between":2000,"halvings":0,"cell_chars":16384,"cell_head_chars":4096},"cells_cut":0,"cells_raw":0,"read":"whole","date_system":"1900"}

{"sheet":"_disclaimer","index":0,"n_rows":0,"n_cols":0,"rows_kept":0,"cut":false,"hidden":false,"merged":[]}

{"sheet":"CSU Summary","index":1,"n_rows":330,"n_cols":32,"rows_kept":330,"cut":false,"hidden":false,"merged":[[1,12,1,13],[3,1,5,2],[3,4,5,5],[3,7,5,8],[3,12,3,13],[5,12,5,13],[7,1,8,1],[7,2,7,9],[7,10,7,11],[7,12,7,13],[22,2,23,12]]}
[]
[null,"Campus:",null,null,"Building Type:",null,null,"Assumed Construction Area:",null,null,null,"California Climate Zone:",{"$f":"IFERROR(VLOOKUP($B$4,CSU_campus_data[[#All],[Campus]:[Solar kWh/kW Estimate]],3,FALSE),\"-\")","v":3}]
[]
[null,"San Francisco",null,null,"University Union",null,null,100000,null,null,null,"Nearest TMY3 Weather Data:",{"$f":"IFERROR(VLOOKUP($B$4,CSU_campus_data[[#All],[Campus]:[Solar kWh/kW Estimate]],6,FALSE),\"-\")","v":"San Francisco Intl AP"}]
[]
[null,null,null,null,null,null,null,null,null,null,null,"Assumed Solar Production:",{"$f":"IFERROR(VLOOKUP($B$4,CSU_campus_data[[#All],[Campus]:[Solar kWh/kW Estimate]],7,FALSE),\"-\")","v":1418.01818847656}]
[]
[null,"Energy Performance","Energy Use Intensity\n[kBtu/sf-yr]",null,null,null,null,null,null,null,"Investing 5% of Construction Costs\nin PV Yields:",null,"To Achieve \nZero Net Energy:"]
[null,null,"Heating","Water Heating","Ventilation","Cooling","Lighting","Equipment","EUI Reduction","Total EUI","Estimated Energy \nOffset","Remaining Energy to Offset","Construction Cost to Invest in PV","Size of Required \nPV Array"]
[null,"Current",{"$f":"IFERROR(VLOOKUP(CONCATENATE($B10,\"-\",$B$4,\"-\",$E$4),CSU_data_summary[#All],MATCH(C$9,CSU_data_summary[#Headers],0),FALSE),\"-\")","v":12.736655052547784},{"$f":"IFERROR(VLOOKUP(CONCATENATE($B10,\"-\",$B$4,\"-\",$E$4),CSU_data_summary[#All],MATCH(D$9,CSU_data_summary[#Headers],0),FALSE),\"-\")","v":4.9968578011289821},{"$f":"IFERROR(VLOOKUP(CONCATENATE($B10,\"-\",$B$4,\"-\",$E$4),CSU_data_summary[#All],MATCH(E$9,CSU_data_summary[#Headers],0),FALSE),\"-\")","v":3.5280042601201274},{"$f":"IFERROR(VLOOKUP(CONCATENATE($B10,\"-\",$B$4,\"-\",$E$4),CSU_data_summary[#All],MATCH(F$9,CSU_data_summary[#Headers],0),FALSE),\"-\")","v":1.7533571711705029},{"$f":"IFERROR(VLOOKUP(CONCATENATE($B10,\"-\",$B$4,\"-\",$E$4),CSU_data_summary[#All],MATCH(G$9,CSU_data_summary[#Headers],0),FALSE),\"-\")","v":8.8363116991567185},{"$f":"IFERROR(VLOOKUP(CONCATENATE($B10,\"-\",$B$4,\"-\",$E$4),CSU_data_summary[#All],MATCH(H$9,CSU_data_summary[#Headers],0),FALSE),\"-\")","v":5.918925816155312},"-",{"$f":"IFERROR(SUM(C10:H10),\"-\")","v":37.770111800279423},{"$f":"IFERROR(CONVERT(const_area*const_cost_per_SF*PV_percent_of_cost/dollars_per_W/1000*kWh_per_kW,\"Wh\",\"BTU\")/(SUM(C10:H10)*const_area),\"-\")","v":0.64051688846175725},{"$f":"IFERROR(IF((1-K10)<0,\"-\",1-K10),\"-\")","v":0.35948311153824275},{"$f":"IFERROR(SUM(C10:H10)*const_area/CONVERT(kWh_per_kW,\"Wh\",\"BTU\")*1000*dollars_per_W/(const_area*const_cost_per_SF),\"-\")","v":7.8061954182157847E-2},{"$f":"IFERROR(ROUND(CONVERT(SUM(C10:H10)*const_area,\"BTU\",\"Wh\")/kWh_per_kW,-1),\"-\")","v":780},null,null,null,null,null,null,null,null,null,null,null,null,null,{"$f":"IFERROR(CONCATENATE(B10,\" EUI: \",TEXT(SUM(C10:H10),\"#0.0\"),\" kBtu/sf-yr\"),\"-\")","v":"Current EUI: 37.8 kBtu/sf-yr"},"-"]
[null,"Percent End-Use",{"$f":"IFERROR(C10/SUM($C10:$H10),\"-\")","v":0.33721518008462864},0.13229661134050483,9.3407302545872456E-2,4.6421815758499595E-2,0.23394984229544558,0.15670924797504898,"-",null,"-","-","-",{"$f":"IFERROR(CONVERT(SUM(C11:H11)*const_area,\"BTU\",\"Wh\")/kWh_per_kW,\"-\")","v":20.667652400642442}]
[null,"Title 24",{"$f":"IFERROR(VLOOKUP(CONCATENATE($B12,\"-\",$B$4,\"-\",$E$4),CSU_data_summary[#All],MATCH(C$9,CSU_data_summary[#Headers],0),FALSE),\"-\")","v":9.8844976766656014},{"$f":"IFERROR(VLOOKUP(CONCATENATE($B12,\"-\",$B$4,\"-\",$E$4),CSU_data_summary[#All],MATCH(D$9,CSU_data_summary[#Headers],0),FALSE),\"-\")","v":3.8778964431487659},{"$f":"IFERROR(VLOOKUP(CONCATENATE($B12,\"-\",$B$4,\"-\",$E$4),CSU_data_summary[#All],MATCH(E$9,CSU_data_summary[#Headers],0),FALSE),\"-\")","v":2.7379676821386472},{"$f":"IFERROR(VLOOKUP(CONCATENATE($B12,\"-\",$B$4,\"-\",$E$4),CSU_data_summary[#All],MATCH(F$9,CSU_data_summary[#Headers],0),FALSE),\"-\")","v":1.3607226397587788},{"$f":"IFERROR(VLOOKUP(CONCATENATE($B12,\"-\",$B$4,\"-\",$E$4),CSU_data_summary[#All],MATCH(G$9,CSU_data_summary[#Headers],0),FALSE),\"-\")","v":6.8575699114294579},{"$f":"IFERROR(VLOOKUP(CONCATENATE($B12,\"-\",$B$4,\"-\",$E$4),CSU_data_summary[#All],MATCH(H$9,CSU_data_summary[#Headers],0),FALSE),\"-\")","v":5.918925816155312},{"$f":"IFERROR(IF((J$10-J12)<0,\"-\",J$10-J12),\"-\")","v":7.1325316309828608},{"$f":"IFERROR(SUM(C12:H12),\"-\")","v":30.637580169296562},{"$f":"IFERROR(CONVERT(const_area*const_cost_per_SF*PV_percent_of_cost/dollars_per_W/1000*kWh_per_kW,\"Wh\",\"BTU\")/(SUM(C12:H12)*const_area),\"-\")","v":0.78963137276135387},{"$f":"IFERROR(IF((1-K12)<0,\"-\",1-K12),\"-\")","v":0.21036862723864613},{"$f":"IFERROR(SUM(C12:H12)*const_area/CONVERT(kWh_per_kW,\"Wh\",\"BTU\")*1000*dollars_per_W/(const_area*const_cost_per_SF),\"-\")","v":6.3320685733583751E-2},{"$f":"IFERROR(ROUND(CONVERT(SUM(C12:H12)*const_area,\"BTU\",\"Wh\")/kWh_per_kW,-1),\"-\")","v":630},null,null,null,null,null,null,null,null,null,null,null,null,null,{"$f":"IFERROR(CONCATENATE(B12,\" EUI: \",TEXT(SUM(C12:H12),\"#0.0\"),\" kBtu/sf-yr\"),\"-\")","v":"Title 24 EUI: 30.6 kBtu/sf-yr"},{"$f":"IFERROR(IF((1-J12/$J$10)<0,CONCATENATE(TEXT(ROUND(ABS(1-J12/$J$10),2),\"#%\"),\" Higher than Current\"),CONCATENATE(TEXT(ROUND(1-J12/$J$10,2),\"#%\"),\" Reduction\")),\"-\")","v":"19% Reduction"}]
[null,"Percent End-Use",{"$f":"IFERROR(C12/SUM($C12:$H12),\"-\")","v":0.32262657892842811},0.12657319611145393,8.9366316367325255E-2,4.4413515435609577E-2,0.22382870558105528,0.19319168757612787,"-",null,"-","-","-",{"$f":"IFERROR(CONVERT(SUM(C13:H13)*const_area,\"BTU\",\"Wh\")/kWh_per_kW,\"-\")","v":20.667652400642442}]
[null,"10% Better Than Title 24",{"$f":"IFERROR(VLOOKUP(CONCATENATE($B14,\"-\",$B$4,\"-\",$E$4),CSU_data_summary[#All],MATCH(C$9,CSU_data_summary[#Headers],0),FALSE),\"-\")","v":8.6593618514074464},{"$f":"IFERROR(VLOOKUP(CONCATENATE($B14,\"-\",$B$4,\"-\",$E$4),CSU_data_summary[#All],MATCH(D$9,CSU_data_summary[#Headers],0),FALSE),\"-\")","v":3.397249877733679},{"$f":"IFERROR(VLOOKUP(CONCATENATE($B14,\"-\",$B$4,\"-\",$E$4),CSU_data_summary[#All],MATCH(E$9,CSU_data_summary[#Headers],0),FALSE),\"-\")","v":2.3986097900622694},{"$f":"IFERROR(VLOOKUP(CONCATENATE($B14,\"-\",$B$4,\"-\",$E$4),CSU_data_summary[#All],MATCH(F$9,CSU_data_summary[#Headers],0),FALSE),\"-\")","v":1.1920676297885919},{"$f":"IFERROR(VLOOKUP(CONCATENATE($B14,\"-\",$B$4,\"-\",$E$4),CSU_data_summary[#All],MATCH(G$9,CSU_data_summary[#Headers],0),FALSE),\"-\")","v":6.007607187219608},{"$f":"IFERROR(VLOOKUP(CONCATENATE($B14,\"-\",$B$4,\"-\",$E$4),CSU_data_summary[#All],MATCH(H$9,CSU_data_summary[#Headers],0),FALSE),\"-\")","v":5.918925816155312},{"$f":"IFERROR(IF((J$10-J14)<0,\"-\",J$10-J14),\"-\")","v":10.196289647912515},{"$f":"IFERROR(SUM(C14:H14),\"-\")","v":27.573822152366908},{"$f":"IFERROR(CONVERT(const_area*const_cost_per_SF*PV_percent_of_cost/dollars_per_W/1000*kWh_per_kW,\"Wh\",\"BTU\")/(SUM(C14:H14)*const_area),\"-\")","v":0.87736819195705973},{"$f":"IFERROR(IF((1-K14)<0,\"-\",1-K14),\"-\")","v":0.12263180804294027},{"$f":"IFERROR(SUM(C14:H14)*const_area/CONVERT(kWh_per_kW,\"Wh\",\"BTU\")*1000*dollars_per_W/(const_area*const_cost_per_SF),\"-\")","v":5.6988617160225366E-2},{"$f":"IFERROR(ROUND(CONVERT(SUM(C14:H14)*const_area,\"BTU\",\"Wh\")/kWh_per_kW,-1),\"-\")","v":570},null,null,null,null,null,null,null,null,null,null,null,null,null,{"$f":"IFERROR(CONCATENATE(B14,\" EUI: \",TEXT(SUM(C14:H14),\"#0.0\"),\" kBtu/sf-yr\"),\"-\")","v":"10% Better Than Title 24 EUI: 27.6 kBtu/sf-yr"},{"$f":"IFERROR(IF((1-J14/$J$10)<0,CONCATENATE(TEXT(ROUND(ABS(1-J14/$J$10),2),\"#%\"),\" Higher than Current\"),CONCATENATE(TEXT(ROUND(1-J14/$J$10,2),\"#%\"),\" Reduction\")),\"-\")","v":"27% Reduction"}]
[null,"Percent End-Use",{"$f":"IFERROR(C14/SUM($C14:$H14),\"-\")","v":0.31404285570414242},0.12320562085884283,8.6988658184856515E-2,4.3231860392856931E-2,0.21787357421915921,0.21465743064014206,"-",null,"-","-","-",{"$f":"IFERROR(CONVERT(SUM(C15:H15)*const_area,\"BTU\",\"Wh\")/kWh_per_kW,\"-\")","v":20.667652400642442}]
[null,"ZNE-Ready",{"$f":"IFERROR(VLOOKUP(CONCATENATE($B16,\"-\",$B$4,\"-\",$E$4),CSU_data_summary[#All],MATCH(C$9,CSU_data_summary[#Headers],0),FALSE),\"-\")","v":6.4345630339396171},{"$f":"IFERROR(VLOOKUP(CONCATENATE($B16,\"-\",$B$4,\"-\",$E$4),CSU_data_summary[#All],MATCH(D$9,CSU_data_summary[#Headers],0),FALSE),\"-\")","v":2.5244144840497729},{"$f":"IFERROR(VLOOKUP(CONCATENATE($B16,\"-\",$B$4,\"-\",$E$4),CSU_data_summary[#All],MATCH(E$9,CSU_data_summary[#Headers],0),FALSE),\"-\")","v":1.782349109879475},{"$f":"IFERROR(VLOOKUP(CONCATENATE($B16,\"-\",$B$4,\"-\",$E$4),CSU_data_summary[#All],MATCH(F$9,CSU_data_summary[#Headers],0),FALSE),\"-\")","v":0.88579671761227752},{"$f":"IFERROR(VLOOKUP(CONCATENATE($B16,\"-\",$B$4,\"-\",$E$4),CSU_data_summary[#All],MATCH(G$9,CSU_data_summary[#Headers],0),FALSE),\"-\")","v":4.464108070854004},{"$f":"IFERROR(VLOOKUP(CONCATENATE($B16,\"-\",$B$4,\"-\",$E$4),CSU_data_summary[#All],MATCH(H$9,CSU_data_summary[#Headers],0),FALSE),\"-\")","v":5.918925816155312},{"$f":"IFERROR(IF((J$10-J16)<0,\"-\",J$10-J16),\"-\")","v":15.759954567788967},{"$f":"IFERROR(SUM(C16:H16),\"-\")","v":22.010157232490457},{"$f":"IFERROR(CONVERT(const_area*const_cost_per_SF*PV_percent_of_cost/dollars_per_W/1000*kWh_per_kW,\"Wh\",\"BTU\")/(SUM(C16:H16)*const_area),\"-\")","v":1.0991468271501439},{"$f":"IFERROR(IF((1-K16)<0,\"-\",1-K16),\"-\")","v":"-"},{"$f":"IFERROR(SUM(C16:H16)*const_area/CONVERT(kWh_per_kW,\"Wh\",\"BTU\")*1000*dollars_per_W/(const_area*const_cost_per_SF),\"-\")","v":4.548982789645991E-2},{"$f":"IFERROR(ROUND(CONVERT(SUM(C16:H16)*const_area,\"BTU\",\"Wh\")/kWh_per_kW,-1),\"-\")","v":450},null,null,null,null,null,null,null,null,null,null,null,null,null,{"$f":"IFERROR(CONCATENATE(B16,\" EUI: \",TEXT(SUM(C16:H16),\"#0.0\"),\" kBtu/sf-yr\"),\"-\")","v":"ZNE-Ready EUI: 22.0 kBtu/sf-yr"},{"$f":"IFERROR(IF((1-J16/$J$10)<0,CONCATENATE(TEXT(ROUND(ABS(1-J16/$J$10),2),\"#%\"),\" Higher than Current\"),CONCATENATE(TEXT(ROUND(1-J16/$J$10,2),\"#%\"),\" Reduction\")),\"-\")","v":"42% Reduction"}]
[null,"Percent End-Use",{"$f":"IFERROR(C16/SUM($C16:$H16),\"-\")","v":0.29234516436989322},0.11469315995268492,8.0978481482560566E-2,4.0244906397338319E-2,0.20282036260351097,0.26891792519401203,"-",null,"-",null,"-"]
[]
[]
[]
[]
[]
[null,null,{"$f":"CONCATENATE(\"Estimated End-Use Breakdown for \",IF(OR(LEFT(E4,1)=\"A\",LEFT(E4,1)=\"E\",LEFT(E4,1)=\"I\",LEFT(E4,1)=\"O\"),\"an \",\"a \"),E4,\" Building in CSU \",$B$4)","v":"Estimated End-Use Breakdown for a University Union Building in CSU San Francisco"}]
[]
[]
[]
[]
[]
[]
[]
[]
[]
[]
[]
[]
[]
[]
[]
[]
[]
[]
[]
[]
[]
[]
[]
[]
[]
[]
[null,null,null,null,null,null,null,null,null,null,null,null,null,null,null,null,null,null,null,null,null,null,null,null,null,null,null,"Energy Performance","Estimated Energy Offset","Remaining Energy to Offset","Construction Cost to Invest in PV","Required PV Array Size"]
[null,null,null,null,null,null,null,null,null,null,null,null,null,null,null,null,null,null,null,null,null,null,null,null,null,null,null,"ZNE-Ready",{"$f":"IFERROR(K16,\"-\")","v":1.0991468271501439},{"$f":"IFERROR(L16,\"-\")","v":"-"},{"$f":"IFERROR(M16,\"-\")","v":4.548982789645991E-2},{"$f":"IFERROR(TEXT(ROUND(N16,-1),\"#,##0\")&\" kW\",\"-\")","v":"450 kW"}]
[null,null,null,null,null,null,null,null,null,null,null,null,null,null,null,null,null,null,null,null,null,null,null,null,null,null,null,"10% Better Than Title 24",{"$f":"IFERROR(K14,\"-\")","v":0.87736819195705973},{"$f":"IFERROR(L14,\"-\")","v":0.12263180804294027},{"$f":"IFERROR(M14,\"-\")","v":5.6988617160225366E-2},{"$f":"IFERROR(TEXT(ROUND(N14,-1),\"#,##0\")&\" kW\",\"-\")","v":"570 kW"}]
[null,null,null,null,null,null,null,null,null,null,null,null,null,null,null,null,null,null,null,null,null,null,null,null,null,null,null,"Title 24",{"$f":"IFERROR(K12,\"-\")","v":0.78963137276135387},{"$f":"IFERROR(L12,\"-\")","v":0.21036862723864613},{"$f":"IFERROR(M12,\"-\")","v":6.3320685733583751E-2},{"$f":"IFERROR(TEXT(ROUND(N12,-1),\"#,##0\")&\" kW\",\"-\")","v":"630 kW"}]
[null,null,null,null,null,null,null,null,null,null,null,null,null,null,null,null,null,null,null,null,null,null,null,null,null,null,null,"Current",{"$f":"IFERROR(K10,\"-\")","v":0.64051688846175725},{"$f":"IFERROR(L10,\"-\")","v":0.35948311153824275},{"$f":"IFERROR(M10,\"-\")","v":7.8061954182157847E-2},{"$f":"IFERROR(TEXT(ROUND(N10,-1),\"#,##0\")&\" kW\",\"-\")","v":"780 kW"}]
[]
[null,null,null,null,null,null,null,null,null,null,null,null,null,null,null,null,null,null,null,null,null,null,null,null,null,null,null,{"$f":"IFERROR(CONCATENATE(\"[\",TEXT(const_area,\"#,#00,000\"),\" sf \",E4,\" Building in CSU \",B4,\"]\"),\"-\")","v":"[100,000 sf University Union Building in CSU San Francisco]"}]
[null,null,null,null,null,null,null,null,null,null,null,null,null,null,null,null,null,null,null,null,null,null,null,null,null,null,null,{"$f":"IFERROR(CONCATENATE(\"[Percentage of Construction Costs for a \",TEXT(const_area,\"#,#00,000\"),\" sf \",E4,\" Building in CSU \",B4,\"]\"),\"-\")","v":"[Percentage of Construction Costs for a 100,000 sf University Union Building in CSU San Francisco]"}]
[]
[]
[]
[]
[]
[]
[]
[]
[]
[]
[]
[]
[]
[]
[]
[]
[]
[]
[]
[]
[]
[]
[]
[]
[]
[]
[]
[]
[]
[]
[]
[]
[]
[]
[]
[]
[]
[]
[]
[]
[null,"List to Generate"]
["Indirect List Lookup","Campus","Building Type","Area",null,"Building Types"]
["Bakersfield","Bakersfield","Administration",30000,null,"Administration"]
["Bakersfield","Bakersfield","Business Administration",40000,null,"Apartments"]
["Bakersfield","Bakersfield","Classroom",80000,null,"Business Administration"]
["Bakersfield","Bakersfield","Education",30000,null,"Classroom"]
["Bakersfield","Bakersfield","Library",150000,null,"Commercial Office Building"]
["Bakersfield","Bakersfield","Recreation Center",80000,null,"Education"]
["Bakersfield","Bakersfield","Residence Hall",210000,null,"Engineering"]
["Bakersfield","Bakersfield","Science",140000,null,"Faculty Office"]
["Bakersfield","Bakersfield","Student Services",30000,null,"Food Sales-Vendor"]
["Bakersfield","Bakersfield","Theater Arts",30000,null,"Food Service"]
["Channel_Islands","Channel Islands","Administration",70000,null,"Humanities"]
["Channel_Islands","Channel Islands","Business Administration",30000,null,"Industrial Arts"]
["Channel_Islands","Channel Islands","Classroom",130000,null,"Liberal Arts"]
["Channel_Islands","Channel Islands","Faculty Office",130000,null,"Library"]
["Channel_Islands","Channel Islands","Library",150000,null,"Little Theater"]
["Channel_Islands","Channel Islands","Residence Hall",420000,null,"Military Science"]
["Channel_Islands","Channel Islands","Science",130000,null,"Multi-Use Facility"]
["Channel_Islands","Channel Islands","Student Services",70000,null,"Music"]
["Channel_Islands","Channel Islands","Theater Arts",20000,null,"Performing Arts"]
["Channel_Islands","Channel Islands","University Union",20000,null,"Psychology"]
["Chico","Chico","Administration",200000,null,"Recreation Center"]
["Chico","Chico","Apartments",140000,null,"Residence Hall"]
["Chico","Chico","Classroom",290000,null,"Science"]
["Chico","Chico","Engineering",130000,null,"Social Science"]
["Chico","Chico","Library",270000,null,"Student Health Center"]
["Chico","Chico","Recreation Center",110000,null,"Student Services"]
["Chico","Chico","Residence Hall",400000,null,"Theater Arts"]
["Chico","Chico","Science",230000,null,"University Union"]
["Chico","Chico","Theater Arts",140000]
["Chico","Chico","University Union",130000]
["Dominguez_Hills","Dominguez Hills","Administration",50000]
["Dominguez_Hills","Dominguez Hills","Classroom",70000]
["Dominguez_Hills","Dominguez Hills","Education",30000]
["Dominguez_Hills","Dominguez Hills","Humanities",70000]
["Dominguez_Hills","Dominguez Hills","Library",290000]
["Dominguez_Hills","Dominguez Hills","Multi-Use Facility",180000]
["Dominguez_Hills","Dominguez Hills","Residence Hall",170000]
["Dominguez_Hills","Dominguez Hills","Science",90000]
["Dominguez_Hills","Dominguez Hills","Social Science",80000]
["Dominguez_Hills","Dominguez Hills","University Union",120000]
["East_Bay","East Bay","Administration",170000]
["East_Bay","East Bay","Business Administration",80000]
["East_Bay","East Bay","Classroom",180000]
["East_Bay","East Bay","Education",110000]
["East_Bay","East Bay","Library",230000]
["East_Bay","East Bay","Recreation Center",50000]
["East_Bay","East Bay","Residence Hall",370000]
["East_Bay","East Bay","Science",210000]
["East_Bay","East Bay","Theater Arts",60000]
["East_Bay","East Bay","University Union",70000]
["Fresno","Fresno","Business Administration",90000]
["Fresno","Fresno","Classroom",290000]
["Fresno","Fresno","Education",120000]
["Fresno","Fresno","Engineering",130000]
["Fresno","Fresno","Industrial Arts",100000]
["Fresno","Fresno","Library",340000]
["Fresno","Fresno","Music",90000]
["Fresno","Fresno","Recreation Center",90000]
["Fresno","Fresno","Residence Hall",230000]
["Fresno","Fresno","Science",210000]
["Fullerton","Fullerton","Administration",380000]
["Fullerton","Fullerton","Apartments",320000]
["Fullerton","Fullerton","Business Administration",200000]
["Fullerton","Fullerton","Classroom",230000]
["Fullerton","Fullerton","Humanities",150000]
["Fullerton","Fullerton","Library",410000]
["Fullerton","Fullerton","Performing Arts",260000]
["Fullerton","Fullerton","Residence Hall",260000]
["Fullerton","Fullerton","Science",420000]
["Fullerton","Fullerton","University Union",170000]
["Humboldt","Humboldt","Apartments",110000]
["Humboldt","Humboldt","Classroom",70000]
["Humboldt","Humboldt","Food Service",50000]
["Humboldt","Humboldt","Humanities",90000]
["Humboldt","Humboldt","Library",160000]
["Humboldt","Humboldt","Residence Hall",350000]
["Humboldt","Humboldt","Science",310000]
["Humboldt","Humboldt","Social Science",100000]
["Humboldt","Humboldt","Theater Arts",60000]
["Humboldt","Humboldt","University Union",60000]
["Long_Beach","Long Beach","Administration",180000]
["Long_Beach","Long Beach","Engineering",250000]
["Long_Beach","Long Beach","Industrial Arts",140000]
["Long_Beach","Long Beach","Liberal Arts",150000]
["Long_Beach","Long Beach","Library",410000]
["Long_Beach","Long Beach","Recreation Center",110000]
["Long_Beach","Long Beach","Residence Hall",570000]
["Long_Beach","Long Beach","Science",450000]
["Long_Beach","Long Beach","Theater Arts",220000]
["Long_Beach","Long Beach","University Union",160000]
["Los_Angeles","Los Angeles","Administration",130000]
["Los_Angeles","Los Angeles","Business Administration",180000]
["Los_Angeles","Los Angeles","Classroom",300000]
["Los_Angeles","Los Angeles","Engineering",200000]
["Los_Angeles","Los Angeles","Food Service",120000]
["Los_Angeles","Los Angeles","Library",350000]
["Los_Angeles","Los Angeles","Music",80000]
["Los_Angeles","Los Angeles","Residence Hall",220000]
["Los_Angeles","Los Angeles","Science",750000]
["Los_Angeles","Los Angeles","University Union",90000]
["Maritime_Academy","Maritime Academy","Administration",10000]
["Maritime_Academy","Maritime Academy","Apartments",130000]
["Maritime_Academy","Maritime Academy","Classroom",30000]
["Maritime_Academy","Maritime Academy","Education",20000]
["Maritime_Academy","Maritime Academy","Engineering",50000]
["Maritime_Academy","Maritime Academy","Faculty Office",10000]
["Maritime_Academy","Maritime Academy","Food Service",40000]
["Maritime_Academy","Maritime Academy","Library",10000]
["Maritime_Academy","Maritime Academy","Little Theater",20000]
["Maritime_Academy","Maritime Academy","Residence Hall",30000]
["Monterey_Bay","Monterey Bay","Administration",180000]
["Monterey_Bay","Monterey Bay","Classroom",110000]
["Monterey_Bay","Monterey Bay","Faculty Office",50000]
["Monterey_Bay","Monterey Bay","Food Service",10000]
["Monterey_Bay","Monterey Bay","Library",140000]
["Monterey_Bay","Monterey Bay","Residence Hall",380000]
["Monterey_Bay","Monterey Bay","Science",90000]
["Monterey_Bay","Monterey Bay","Student Health Center",10000]
["Monterey_Bay","Monterey Bay","Student Services",80000]
["Monterey_Bay","Monterey Bay","Theater Arts",30000]
["Northridge","Northridge","Administration",220000]
["Northridge","Northridge","Classroom",320000]
["Northridge","Northridge","Engineering",240000]
["Northridge","Northridge","Faculty Office",150000]
["Northridge","Northridge","Library",300000]
["Northridge","Northridge","Military Science",180000]
["Northridge","Northridge","Performing Arts",170000]
["Northridge","Northridge","Residence Hall",1130000]
["Northridge","Northridge","Science",330000]
["Northridge","Northridge","University Union",260000]
["Pomona","Pomona","Business Administration",120000]
["Pomona","Pomona","Classroom",320000]
["Pomona","Pomona","Commercial Office Building",450000]
["Pomona","Pomona","Engineering",310000]
["Pomona","Pomona","Library",320000]
["Pomona","Pomona","Music",90000]
["Pomona","Pomona","Recreation Center",120000]
["Pomona","Pomona","Residence Hall",930000]
["Pomona","Pomona","Science",330000]
["Pomona","Pomona","University Union",130000]
["Sacramento","Sacramento","Classroom",650000]
["Sacramento","Sacramento","Engineering",150000]
["Sacramento","Sacramento","Library",380000]
["Sacramento","Sacramento","Music",80000]
["Sacramento","Sacramento","Psychology",70000]
["Sacramento","Sacramento","Residence Hall",380000]
["Sacramento","Sacramento","Science",290000]
["Sacramento","Sacramento","Student Services",110000]
["Sacramento","Sacramento","Theater Arts",60000]
["Sacramento","Sacramento","University Union",160000]
["San_Bernardino","San Bernardino","Administration",80000]
["San_Bernardino","San Bernardino","Apartments",380000]
["San_Bernardino","San Bernardino","Business Administration",130000]
["San_Bernardino","San Bernardino","Education",130000]
["San_Bernardino","San Bernardino","Library",300000]
["San_Bernardino","San Bernardino","Performing Arts",60000]
["San_Bernardino","San Bernardino","Residence Hall",110000]
["San_Bernardino","San Bernardino","Science",210000]
["San_Bernardino","San Bernardino","Social Science",140000]
["San_Bernardino","San Bernardino","University Union",90000]
["San_Diego","San Diego","Administration",180000]
["San_Diego","San Diego","Apartments",340000]
["San_Diego","San Diego","Business Administration",150000]
["San_Diego","San Diego","Classroom",480000]
["San_Diego","San Diego","Library",530000]
["San_Diego","San Diego","Residence Hall",560000]
["San_Diego","San Diego","Science",490000]
["San_Diego","San Diego","Social Science",110000]
["San_Diego","San Diego","Theater Arts",120000]
["San_Diego","San Diego","University Union",270000]
["San_Francisco","San Francisco","Administration",180000]
["San_Francisco","San Francisco","Apartments",1170000]
["San_Francisco","San Francisco","Classroom",190000]
["San_Francisco","San Francisco","Education",170000]
["San_Francisco","San Francisco","Humanities",130000]
["San_Francisco","San Francisco","Industrial Arts",170000]
["San_Francisco","San Francisco","Library",350000]
["San_Francisco","San Francisco","Residence Hall",350000]
["San_Francisco","San Francisco","Science",520000]
["San_Francisco","San Francisco","University Union",140000]
["San_Jose","San Jose","Apartments",960000]
["San_Jose","San Jose","Classroom",330000]
["San_Jose","San Jose","Engineering",370000]
["San_Jose","San Jose","Industrial Arts",110000]
["San_Jose","San Jose","Library",500000]
["San_Jose","San Jose","Residence Hall",240000]
["San_Jose","San Jose","Science",430000]
["San_Jose","San Jose","Social Science",130000]
["San_Jose","San Jose","Student Services",110000]
["San_Jose","San Jose","University Union",230000]
["San_Luis","San Luis Obispo","Administration",150000]
["San_Luis","San Luis Obispo","Apartments",1060000]
["San_Luis","San Luis Obispo","Classroom",270000]
["San_Luis","San Luis Obispo","Engineering",520000]
["San_Luis","San Luis Obispo","Food Service",90000]
["San_Luis","San Luis Obispo","Library",210000]
["San_Luis","San Luis Obispo","Performing Arts",100000]
["San_Luis","San Luis Obispo","Residence Hall",520000]
["San_Luis","San Luis Obispo","Science",380000]
["San_Luis","San Luis Obispo","University Union",120000]
["San_Marcos","San Marcos","Administration",170000]
["San_Marcos","San Marcos","Apartments",190000]
["San_Marcos","San Marcos","Business Administration",80000]
["San_Marcos","San Marcos","Classroom",130000]
["San_Marcos","San Marcos","Food Sales-Vendor",30000]
["San_Marcos","San Marcos","Library",200000]
["San_Marcos","San Marcos","Recreation Center",30000]
["San_Marcos","San Marcos","Science",110000]
["San_Marcos","San Marcos","Social Science",110000]
["San_Marcos","San Marcos","University Union",90000]
["Sonoma","Sonoma","Administration",120000]
["Sonoma","Sonoma","Classroom",200000]
["Sonoma","Sonoma","Food Sales-Vendor",30000]
["Sonoma","Sonoma","Library",220000]
["Sonoma","Sonoma","Music",140000]
["Sonoma","Sonoma","Recreation Center",50000]
["Sonoma","Sonoma","Residence Hall",900000]
["Sonoma","Sonoma","Science",120000]
["Sonoma","Sonoma","Theater Arts",20000]
["Sonoma","Sonoma","University Union",130000]
["Stanislaus","Stanislaus","Apartments",120000]
["Stanislaus","Stanislaus","Classroom",380000]
["Stanislaus","Stanislaus","Food Service",30000]
["Stanislaus","Stanislaus","Library",120000]
["Stanislaus","Stanislaus","Music",20000]
["Stanislaus","Stanislaus","Residence Hall",70000]
["Stanislaus","Stanislaus","Science",170000]
["Stanislaus","Stanislaus","Student Services",130000]
["Stanislaus","Stanislaus","Theater Arts",30000]
["Stanislaus","Stanislaus","University Union",30000]
["Chancellor","Office of the Chancellor​​​","Commercial Office Building",170000]

{"sheet":"CSU_pivot_energy","index":2,"n_rows":10,"n_cols":9,"rows_kept":10,"cut":false,"hidden":false,"merged":[]}
[]
[null,"Campus","San Marcos"]
[null,"Building Type","(All)"]
[]
[null,"Row Labels","Equipment EUI","Lighting EUI","Heating EUI","Cooling EUI","Ventilation EUI","Water Heating EUI","Total EUI"]
[null,"Current",21.024366235785049,13.270520812577235,8.191218830021251,11.975485679469996,5.8416241311046733,9.3587601800342206,{"$f":"SUM(C6:H6)","v":69.661975868992428}]
[null,"Title 24",21.024366235785049,9.5072769592776911,5.8321439510652047,8.5586236114762464,4.1858581002261195,6.5729225569589209,{"$f":"SUM(C7:H7)","v":55.68119141478924}]
[null,"10% Better Than Title 24",21.024366235785049,7.9446739209407324,4.9665329601797605,7.1927821701625607,3.5185206826034769,5.4631114294206471,50.109987399092233]
[null,"ZNE-Ready",19.867682405225889,5.1780327549458294,3.3532775527447365,4.7347549655942194,2.3161727915189685,3.5266938943305597,38.976614364360202]
[null,"Grand Total",20.735195278145255,8.9751261119353725,5.5857933235027408,8.1154116066757549,3.9655439263633099,6.2303720151860862,53.607442261808522]

{"sheet":"CSU_pivot_campus","index":3,"n_rows":104,"n_cols":8,"rows_kept":104,"cut":false,"hidden":false,"merged":[]}
[null,"Building Type","(All)"]
[]
[null,"Row Labels","Equipment EUI","Lighting EUI","Heating EUI","Cooling EUI","Ventilation EUI","Water Heating EUI"]
[null,"Current",25.20049789810767,14.145420041133919,11.619545216503118,8.6719997910383277,5.9639474712253975,13.735099495476376]
[null,"Bakersfield",19.292661784420567,10.231326615408406,10.943712119241468,9.8876097847756927,4.5904748483929669,9.4431137240799075]
[null,"Channel Islands",29.324774928842896,17.133703578634304,7.915292358560043,11.358159953551294,6.9401322102586631,17.13642938226333]
[null,"Chico",25.621183422808414,16.071955761910075,20.790967780412164,14.953117090938552,7.4591507838242102,14.671959400183921]
[null,"Dominguez Hills",30.620512152084157,23.575643214817362,14.811958580272769,18.583577638712555,10.295104092187628,17.666348751854027]
[null,"East Bay",24.844582308026151,15.059917466017586,15.539260753281788,2.8186527316552703,5.9553028749084316,13.822968752718513]
[null,"Fresno",25.468525271032163,16.309172933027529,20.026997916438344,15.77859738346314,7.1855178669481345,12.703783151795264]
[null,"Fullerton",20.710722688198526,11.412042738710273,5.67589834690384,8.8565387421023463,4.8700120329688588,9.0916160259759575]
[null,"Humboldt",28.35766787635113,12.254992573116079,20.337196967776404,0.19172162652922944,4.6304339957047382,15.375267517969625]
[null,"Long Beach",29.847954541621245,15.444413904127835,9.0067344638973061,10.237290350456517,6.4653748405997034,13.920636458918915]
[null,"Los Angeles",33.615596673205459,11.133917361452854,5.3654033390211096,9.9845680409767912,4.5718689659719933,9.17205819393374]
[null,"Maritime Academy",42.477476123586932,19.150811518452102,17.129085446085067,3.609576820933583,7.3975475040720395,26.641418142328376]
[null,"Monterey Bay",27.639331522641548,17.125347870572742,16.00133963908598,3.3710090757925135,6.9448520110381207,17.370249841207343]
[null,"Northridge",17.80169517290987,11.109136011795533,5.7673982302698921,10.129907221408104,4.8891275588970053,10.902850674703908]
[null,"Office of the Chancellor​​​",18.292855146161852,15.154157280077239,10.182448225551623,13.870684038621823,9.422778214564655,2.6870143144019352]
[null,"Pomona",18.278672942338712,11.09055586805661,5.9978474152958059,10.369282025696771,5.1367817583489863,9.9622769806951386]
[null,"Sacramento",25.32464819504364,16.021183618669916,22.092392216146873,11.789314447861143,6.9193573604938834,13.291073361242258]
[null,"San Bernardino",16.568854308328671,9.6206439702589712,5.5168229561742086,8.6661494623514752,4.2084106194531232,8.9974568279027007]
[null,"San Diego",42.645949570660854,23.439221594316081,8.4735882463328362,12.275040758395427,9.6101179889714317,21.489815668503521]
[null,"San Francisco",17.658960342072856,9.5554143251212196,8.7470817003741903,1.7381704868764563,3.7359061495110888,11.853747981240346]
[null,"San Jose",23.305353712853211,13.779579367097883,12.781928920569237,6.9843920547802076,5.739480317666013,15.133450986201993]
[null,"San Luis Obispo",27.920444826289273,14.43867201207491,13.879219843019968,2.4901135307776774,5.6333569688415279,18.795542696506587]
[null,"San Marcos",21.024366235785049,13.270520812577235,8.191218830021251,11.975485679469996,5.8416241311046733,9.3587601800342188]
[null,"Sonoma",19.23111312023018,13.291879048130056,17.058808668413661,6.0104659044651676,5.5321345705490312,16.270197322470299]
[null,"Stanislaus",28.352221776519432,13.929964097185982,17.163546487898572,10.353430542751621,6.0252746169900613,12.443446439429549]
[null,"Title 24",25.20049789810767,10.148165206958145,8.3781342914296442,6.2432806415846169,4.2842084887420873,9.6075599763319985]
[null,"Bakersfield",19.292661784420567,7.4093681462839314,7.9014979399174914,7.1607531318062909,3.3230097431192474,6.8679659398596558]
[null,"Channel Islands",29.324774928842896,12.276509865150384,5.8144647221398316,8.1680750858707949,4.9600285120515641,11.623581258393875]
[null,"Chico",25.621183422808414,11.541318558708413,14.976515103972705,10.758557527897498,5.3760818704998998,10.625307485503575]
[null,"Dominguez Hills",30.620512152084157,17.270347255464394,10.986287735768281,13.636840736727425,7.5452544414354827,12.572390295766368]
[null,"East Bay",24.844582308026151,10.631111967247604,11.13512421184417,1.9886061030174607,4.2115221975837969,9.4483864004206559]
[null,"Fresno",25.468525271032163,11.408848617981796,13.951335613881232,11.039282916179054,5.0285533174622161,9.0123707173821046]
[null,"Fullerton",20.710722688198526,8.3164149847533171,4.1474942866575271,6.457545716737342,3.5285139511089647,6.335975434549356]
[null,"Humboldt",28.35766787635113,9.4104235535625342,15.543749063718156,0.14418812927571803,3.5741268615317101,11.583588770118901]
[null,"Long Beach",29.847954541621245,11.325335218458163,6.7282675681756299,7.525566898566634,4.7407500324491059,9.8237274811980946]
[null,"Los Angeles",33.615596673205459,8.0795075895965009,3.8197167572735573,7.2556076004795651,3.2965123243877499,6.6597520746712302]
[null,"Maritime Academy",42.477476123586932,13.851172110095311,12.192144246747903,2.6260892321129927,5.3495814673083499,18.999593140230985]
[null,"Monterey Bay",27.639331522641548,11.920721581453344,11.319734858671046,2.3515539509898629,4.8596569159476797,11.787948367976851]
[null,"Northridge",17.80169517290987,7.8860478656022144,4.099898628563805,7.1942606999617871,3.4727524388664595,7.6598212530216907]
[null,"Office of the Chancellor​​​",18.292855146161852,12.05819325607202,8.1021944179678762,11.03693103089946,7.497723470885524,2.1380626639982485]
[null,"Pomona",18.278672942338712,8.1333405275700361,4.4422699062582005,7.6589976740258452,3.820680191585637,7.0454622113432146]
[null,"Sacramento",25.32464819504364,11.35334152786886,15.646809138067779,8.3580301349240962,4.9089976413304326,9.4862426466861258]
[null,"San Bernardino",16.568854308328671,6.8378584079613853,3.8778470488818302,6.1440521388643878,2.9750849582699876,6.2903942821566945]
[null,"San Diego",42.645949570660854,16.911657310393657,6.2523240576261934,8.8778590152914134,6.9332286878728393,14.897740968277255]
[null,"San Francisco",17.658960342072856,6.6059939866198647,6.1682186727731176,1.2013950277331968,2.5888811511091627,7.8899660075916342]
[null,"San Jose",23.305353712853211,9.7042301437656029,9.1062719168813366,4.9172838806307704,4.0418086100252166,10.361222160891964]
[null,"San Luis Obispo",27.920444826289273,10.196524213450084,9.9465209199849536,1.776763799893782,3.9889112612525315,12.75161194280173]
[null,"San Marcos",21.024366235785049,9.5072769592776911,5.8321439510652056,8.5586236114762464,4.1858581002261186,6.5729225569589218]
[null,"Sonoma",19.23111312023018,9.6331881956164498,12.459728329232442,4.3530553906074498,4.0041433268126676,11.500563099876288]
[null,"Stanislaus",28.352221776519432,10.056250952068876,12.202238850869389,7.5033538735086278,4.3511152491293927,9.2031174223750352]
[null,"10% Better Than Title 24",25.20049789810767,8.4341392195489409,7.1186917831752972,5.2168760146909312,3.5757941748903415,7.9308530588724953]
[null,"Bakersfield",19.292661784420567,6.206350997330814,6.7274122021738529,6.0120971595528738,2.7916051443196732,5.7296037290686899]
[null,"Channel Islands",29.324774928842896,10.18548513954048,4.8910048393810346,6.8011445576953227,4.1278869338006423,9.6203945359440439]
[null,"Chico",25.621183422808414,9.7958449556634015,12.887020231186035,9.1513514312163213,4.5758808552483385,8.9816154689822287]
[null,"Dominguez Hills",30.620512152084157,14.671922027571858,9.4594206312215867,11.615589739771933,6.4280006069036162,10.573024197968364]
[null,"East Bay",24.844582308026151,8.8265906192292167,9.4299613050628626,1.6578570092411009,3.5057934340710597,7.7694947749557981]
[null,"Fresno",25.468525271032163,9.6604533115904836,11.997312548681414,9.366190935552412,4.2669271419182904,7.5586155997519455]
[null,"Fullerton",20.710722688198526,6.8770085183358569,3.493035684843548,5.362216056585984,2.9302350058942954,5.1737824019463261]
[null,"Humboldt",28.35766787635113,7.7555376168650563,13.106498576221158,0.11959376732239226,2.9449788121832161,9.4675468037932049]
[null,"Long Beach",29.847954541621245,9.3177233548545377,5.674320223356248,6.2235863861960814,3.9222933611096784,8.006563699284186]
[null,"Los Angeles",33.615596673205459,6.3403366986897289,3.1166543707966818,5.7115121374971425,2.6018119393666144,5.0669478619001582]
[null,"Maritime Academy",42.477476123586932,11.327076265515357,10.39418419140741,2.1391317082650954,4.3906519186245303,15.217930480674916]
[null,"Monterey Bay",27.639331522641548,9.9185626012457213,9.5771712457701152,1.962936914478951,4.0556837543238071,9.7383424435866459]
[null,"Northridge",17.80169517290987,6.6159030776251919,3.487588214127368,6.0511467871158615,2.9241874208895302,6.4195784508320548]
[null,"Office of the Chancellor​​​",18.292855146161852,10.312177970782056,6.9290041233904294,9.4387935758592825,6.4120600130991541,1.8284731580937144]
[null,"Pomona",18.278672942338712,6.8247576296391825,3.7811450512118956,6.4484677264510575,3.2226345205702804,5.8842799485511241]
[null,"Sacramento",25.32464819504364,9.6036937553189521,13.446730625655652,7.084277683320007,4.1619255336327132,7.9505950489275667]
[null,"San Bernardino",16.568854308328671,5.7056584648698507,3.2864027468407939,5.138659904405614,2.4911209366628797,5.2324899289434263]
[null,"San Diego",42.645949570660854,13.842282574858364,5.2318632023907528,7.3169868188932794,5.7102324467210188,12.119569035585769]
[null,"San Francisco",17.658960342072856,5.4408581365486715,5.1780139377640353,0.9934756411708181,2.1373277332396503,6.5111872354887357]
[null,"San Jose",23.305353712853211,8.1024235816322534,7.7456646191043124,4.1204698494948593,3.3854377483692617,8.6322028258477559]
[null,"San Luis Obispo",27.920444826289273,8.3993037708780083,8.3994454751187995,1.4628733538597463,3.2944215311508493,10.446210310008437]
[null,"San Marcos",21.024366235785049,7.9446739209407324,4.9665329601797605,7.1927821701625616,3.5185206826034769,5.4631114294206471]
[null,"Sonoma",19.23111312023018,8.1868374620655526,10.726513327782701,3.7109426037489599,3.4124155666988298,9.8001937039846698]
[null,"Stanislaus",28.352221776519432,8.3625467296933707,10.382266223670072,6.2448852815398173,3.6300498302519224,7.5300848490092793]
[null,"ZNE-Ready",23.657760487444527,5.4825392062925591,4.8381903771496857,3.4247479250943895,2.3411754112674843,5.0638913049864218]
[null,"Bakersfield",18.005439359531341,4.1331265857635957,4.6056469303622034,4.0176279418557819,1.8658520682355775,3.7770052637834883]
[null,"Channel Islands",27.763692739169315,6.4783727671219182,3.2112051486191415,4.3530125360855658,2.6412166111991615,6.0696396767487979]
[null,"Chico",24.212194562007696,6.6534001640017602,8.9589496211694133,6.2354610876095036,3.1197677495486702,6.0495015942363102]
[null,"Dominguez Hills",29.222792624830671,9.8915241530923659,6.5432523028493375,7.8665601855723386,4.3527025273076774,6.9651411583899216]
[null,"East Bay",23.340546506699877,5.6844706316243485,6.32100327326879,1.0740900117949579,2.2694928492115967,4.8953063873733855]
[null,"Fresno",23.926576193632105,6.5486235551635845,8.3496736848680637,6.3712897310165504,2.9036256433111478,5.036452709751555]
[null,"Fullerton",19.415393012022989,4.3891911150733174,2.3131117697679455,3.4471446671372794,1.8826290980503868,3.2123898168199077]
[null,"Humboldt",26.0901137441919,5.0429284445921754,8.8789234025147064,7.829626830252065E-2,1.9159669649896949,6.0233026150152815]
[null,"Long Beach",27.844741847113593,5.9119264586296767,3.7808614407062531,3.9862631370949924,2.513286791445938,4.9568828986469402]
[null,"Los Angeles",30.722784259330091,3.812104345630603,2.0549826884471698,3.4587018095600772,1.5820422351565033,2.7905135625804882]
[null,"Maritime Academy",39.730239684097569,7.0351836003136148,7.0243041943659943,1.3183757724242453,2.7495625003156485,8.989573672540681]
[null,"Monterey Bay",26.248306592681157,6.3355403267045745,6.3364994038023879,1.2586827445184219,2.6050999588182884,6.1336667534861729]
[null,"Northridge",16.895249478697625,4.3503758717388381,2.3557544994675776,3.99620508213602,1.9326499944627709,4.1861915345064089]
[null,"Office of the Chancellor​​​",18.292855146161852,6.8201474002021252,4.5826235342355286,6.2425186657789231,4.2407330975264097,1.2092941462846456]
[null,"Pomona",17.345738398816732,4.4882496497695774,2.5531998697298541,4.2635726826358749,2.1344070457381501,3.8154477810776646]
[null,"Sacramento",23.811006087026627,6.4936028518787205,9.3410355799423428,4.8053455262928555,2.8235979192792211,5.2799566546920831]
[null,"San Bernardino",15.606753283106794,3.8406260746178456,2.3009853181910978,3.4759485092741835,1.6829779747623819,3.430718732556667]
[null,"San Diego",39.955208107301772,8.6012527975312274,3.4151958554852868,4.6064275881812167,3.5914600865244477,7.3926793905389196]
[null,"San Francisco",16.553027034314045,3.6402031907660679,3.6097624858924253,0.67062235775032875,1.437902320343899,4.3597588330129184]
[null,"San Jose",21.959314432464652,5.2945702156320129,5.2431400834384814,2.7085432186444858,2.2240873385707705,5.5756640087832716]
[null,"San Luis Obispo",26.171135496754108,5.3236861149694592,5.6007415881370806,0.92731205641178205,2.0994666692789874,6.4841285241162305]
[null,"San Marcos",19.867682405225892,5.1780327549458294,3.3532775527447365,4.7347549655942194,2.3161727915189685,3.5266938943305601]
[null,"Sonoma",18.422838699607556,5.5322243266048456,7.4252548883061689,2.5207969864834876,2.3157960459298268,6.6103430767309437]
[null,"Stanislaus",26.343526332694008,5.4761107228113621,7.0771918781057401,4.0938629402199584,2.3888299905360326,4.7880738989668821]
[null,"Grand Total",24.814813545441879,9.5525659184833973,7.9886404170644365,5.8892260931020743,4.0412813865313231,9.0843509589168203]

{"sheet":"CSU_data_summary","index":4,"n_rows":931,"n_cols":20,"rows_kept":931,"cut":false,"hidden":false,"merged":[]}
[null,null,null,null,null,null,null,null,null,null,9,10,11]
[null,null,"Current",null,null,null,null,null,null,null,24,25,26]
[null,null,"Title 24",null,null,null,null,null,null,null,34,35,36]
[null,null,"10% Better Than Title 24",null,null,null,null,null,null,null,45,46,47]
[null,null,"ZNE-Ready",null,null,null,null,null,null,null,56,57,58]
[]
[null,"Unique Identifier","Energy Criteria","Campus","Building Type","Area","Heating","Cooling","Ventilation","Water Heating","Lighting","Equipment","Total EUI","Total kBtu","Weighted Heating","Weighted Cooling","Weighted Ventilation","Weighted Water Heating","Weighted Lighting","Weighted Equipment"]
[null,"Current-Bakersfield-Administration","Current","Bakersfield","Administration",33221,9.0348547439980322,8.7919684850233573,4.5033692351139125,1.462466803712877,8.7039022556725776,9.7869088485918834,42.283470372112639,1404699.169231954,{"$f":"CSU_data_summary[[#This Row],[Heating]]*CSU_data_summary[[#This Row],[Area]]","v":300146.90945035865},{"$f":"CSU_data_summary[[#This Row],[Cooling]]*CSU_data_summary[[#This Row],[Area]]","v":292077.98504096095},{"$f":"CSU_data_summary[[#This Row],[Ventilation]]*CSU_data_summary[[#This Row],[Area]]","v":149606.42935971927},{"$f":"CSU_data_summary[[#This Row],[Water Heating]]*CSU_data_summary[[#This Row],[Area]]","v":48584.609686145486},{"$f":"CSU_data_summary[[#This Row],[Lighting]]*CSU_data_summary[[#This Row],[Area]]","v":289152.33683569869},{"$f":"CSU_data_summary[[#This Row],[Equipment]]*CSU_data_summary[[#This Row],[Area]]","v":325130.89885907096}]
[null,"Current-Bakersfield-Business Administration","Current","Bakersfield","Business Administration",39000,5.4575764534109945,6.9199822651114724,2.4025877609881006,1.2959500639833288,8.5643695628345284,7.4683998475321438,32.108865953860573,1252245.7722005623,{"$f":"CSU_data_summary[[#This Row],[Heating]]*CSU_data_summary[[#This Row],[Area]]","v":212845.48168302877},{"$f":"CSU_data_summary[[#This Row],[Cooling]]*CSU_data_summary[[#This Row],[Area]]","v":269879.30833934742},{"$f":"CSU_data_summary[[#This Row],[Ventilation]]*CSU_data_summary[[#This Row],[Area]]","v":93700.922678535921},{"$f":"CSU_data_summary[[#This Row],[Water Heating]]*CSU_data_summary[[#This Row],[Area]]","v":50542.052495349824},{"$f":"CSU_data_summary[[#This Row],[Lighting]]*CSU_data_summary[[#This Row],[Area]]","v":334010.4129505466},{"$f":"CSU_data_summary[[#This Row],[Equipment]]*CSU_data_summary[[#This Row],[Area]]","v":291267.59405375359}]
[null,"Current-Bakersfield-Classroom","Current","Bakersfield","Classroom",77294,13.49094860580141,8.562135404131034,3.8944303145239862,4.5750742629453782,8.6193664836350425,6.3431178156297028,45.485072886666558,3515723.2237020051,{"$f":"CSU_data_summary[[#This Row],[Heating]]*CSU_data_summary[[#This Row],[Area]]","v":1042769.3815368142},{"$f":"CSU_data_summary[[#This Row],[Cooling]]*CSU_data_summary[[#This Row],[Area]]","v":661801.69392690412},{"$f":"CSU_data_summary[[#This Row],[Ventilation]]*CSU_data_summary[[#This Row],[Area]]","v":301016.09673081699},{"$f":"CSU_data_summary[[#This Row],[Water Heating]]*CSU_data_summary[[#This Row],[Area]]","v":353625.79008010007},{"$f":"CSU_data_summary[[#This Row],[Lighting]]*CSU_data_summary[[#This Row],[Area]]","v":666225.31298608694},{"$f":"CSU_data_summary[[#This Row],[Equipment]]*CSU_data_summary[[#This Row],[Area]]","v":490284.94844128226}]
[null,"Current-Bakersfield-Education","Current","Bakersfield","Education",33074,13.49094860580141,8.562135404131034,3.8944303145239862,4.5750742629453782,8.6193664836350425,6.3431178156297028,45.485072886666558,1504373.3006536097,{"$f":"CSU_data_summary[[#This Row],[Heating]]*CSU_data_summary[[#This Row],[Area]]","v":446199.63418827584},{"$f":"CSU_data_summary[[#This Row],[Cooling]]*CSU_data_summary[[#This Row],[Area]]","v":283184.06635622983},{"$f":"CSU_data_summary[[#This Row],[Ventilation]]*CSU_data_summary[[#This Row],[Area]]","v":128804.38822256633},{"$f":"CSU_data_summary[[#This Row],[Water Heating]]*CSU_data_summary[[#This Row],[Area]]","v":151316.00617265544},{"$f":"CSU_data_summary[[#This Row],[Lighting]]*CSU_data_summary[[#This Row],[Area]]","v":285076.92707974539},{"$f":"CSU_data_summary[[#This Row],[Equipment]]*CSU_data_summary[[#This Row],[Area]]","v":209792.27863413678}]
[null,"Current-Bakersfield-Library","Current","Bakersfield","Library",153400,13.49094860580141,8.562135404131034,3.8944303145239862,4.5750742629453782,8.6193664836350425,6.3431178156297028,45.485072886666558,6977410.1808146499,{"$f":"CSU_data_summary[[#This Row],[Heating]]*CSU_data_summary[[#This Row],[Area]]","v":2069511.5161299363},{"$f":"CSU_data_summary[[#This Row],[Cooling]]*CSU_data_summary[[#This Row],[Area]]","v":1313431.5709937005},{"$f":"CSU_data_summary[[#This Row],[Ventilation]]*CSU_data_summary[[#This Row],[Area]]","v":597405.61024797952},{"$f":"CSU_data_summary[[#This Row],[Water Heating]]*CSU_data_summary[[#This Row],[Area]]","v":701816.39193582104},{"$f":"CSU_data_summary[[#This Row],[Lighting]]*CSU_data_summary[[#This Row],[Area]]","v":1322210.8185896156},{"$f":"CSU_data_summary[[#This Row],[Equipment]]*CSU_data_summary[[#This Row],[Area]]","v":973034.27291759639}]
[null,"Current-Bakersfield-Recreation Center","Current","Bakersfield","Recreation Center",75411,13.49094860580141,8.562135404131034,3.8944303145239862,4.5750742629453782,8.6193664836350425,6.3431178156297028,45.485072886666558,3430074.8314564116,{"$f":"CSU_data_summary[[#This Row],[Heating]]*CSU_data_summary[[#This Row],[Area]]","v":1017365.9253120902},{"$f":"CSU_data_summary[[#This Row],[Cooling]]*CSU_data_summary[[#This Row],[Area]]","v":645679.1929609254},{"$f":"CSU_data_summary[[#This Row],[Ventilation]]*CSU_data_summary[[#This Row],[Area]]","v":293682.88444856834},{"$f":"CSU_data_summary[[#This Row],[Water Heating]]*CSU_data_summary[[#This Row],[Area]]","v":345010.9252429739},{"$f":"CSU_data_summary[[#This Row],[Lighting]]*CSU_data_summary[[#This Row],[Area]]","v":649995.04589740222},{"$f":"CSU_data_summary[[#This Row],[Equipment]]*CSU_data_summary[[#This Row],[Area]]","v":478340.85759445152}]
[null,"Current-Bakersfield-Residence Hall","Current","Bakersfield","Residence Hall",213492,6.5881560222581896,7.676817895136832,3.8318025514492415,14.854824445085443,7.4861049739050554,9.6508135094204466,50.088519397255205,10693498.183158807,{"$f":"CSU_data_summary[[#This Row],[Heating]]*CSU_data_summary[[#This Row],[Area]]","v":1406518.6055039454},{"$f":"CSU_data_summary[[#This Row],[Cooling]]*CSU_data_summary[[#This Row],[Area]]","v":1638939.2060685526},{"$f":"CSU_data_summary[[#This Row],[Ventilation]]*CSU_data_summary[[#This Row],[Area]]","v":818059.19031400152},{"$f":"CSU_data_summary[[#This Row],[Water Heating]]*CSU_data_summary[[#This Row],[Area]]","v":3171386.1804301813},{"$f":"CSU_data_summary[[#This Row],[Lighting]]*CSU_data_summary[[#This Row],[Area]]","v":1598223.5230889381},{"$f":"CSU_data_summary[[#This Row],[Equipment]]*CSU_data_summary[[#This Row],[Area]]","v":2060371.4777531901}]
[null,"Current-Bakersfield-Science","Current","Bakersfield","Science",142730,13.267486587904214,17.897500804825214,8.1493339945201448,19.633057102984111,19.613365884608736,74.436772931636369,152.99751730647881,21837335.64515372,{"$f":"CSU_data_summary[[#This Row],[Heating]]*CSU_data_summary[[#This Row],[Area]]","v":1893668.3606915686},{"$f":"CSU_data_summary[[#This Row],[Cooling]]*CSU_data_summary[[#This Row],[Area]]","v":2554510.2898727027},{"$f":"CSU_data_summary[[#This Row],[Ventilation]]*CSU_data_summary[[#This Row],[Area]]","v":1163154.4410378602},{"$f":"CSU_data_summary[[#This Row],[Water Heating]]*CSU_data_summary[[#This Row],[Area]]","v":2802226.2403089222},{"$f":"CSU_data_summary[[#This Row],[Lighting]]*CSU_data_summary[[#This Row],[Area]]","v":2799415.712710205},{"$f":"CSU_data_summary[[#This Row],[Equipment]]*CSU_data_summary[[#This Row],[Area]]","v":10624360.600532459}]
[null,"Current-Bakersfield-Student Services","Current","Bakersfield","Student Services",30406,9.0348547439980322,8.7919684850233573,4.5033692351139125,1.462466803712877,8.7039022556725776,9.7869088485918834,42.283470372112639,1285671.2001344569,{"$f":"CSU_data_summary[[#This Row],[Heating]]*CSU_data_summary[[#This Row],[Area]]","v":274713.79334600415},{"$f":"CSU_data_summary[[#This Row],[Cooling]]*CSU_data_summary[[#This Row],[Area]]","v":267328.59375562018},{"$f":"CSU_data_summary[[#This Row],[Ventilation]]*CSU_data_summary[[#This Row],[Area]]","v":136929.44496287362},{"$f":"CSU_data_summary[[#This Row],[Water Heating]]*CSU_data_summary[[#This Row],[Area]]","v":44467.765633693736},{"$f":"CSU_data_summary[[#This Row],[Lighting]]*CSU_data_summary[[#This Row],[Area]]","v":264650.85198598041},{"$f":"CSU_data_summary[[#This Row],[Equipment]]*CSU_data_summary[[#This Row],[Area]]","v":297580.7504502848}]
[null,"Current-Bakersfield-Theater Arts","Current","Bakersfield","Theater Arts",27343,13.49094860580141,8.562135404131034,3.8944303145239862,4.5750742629453782,8.6193664836350425,6.3431178156297028,45.485072886666558,1243698.3479401236,{"$f":"CSU_data_summary[[#This Row],[Heating]]*CSU_data_summary[[#This Row],[Area]]","v":368883.00772842794},{"$f":"CSU_data_summary[[#This Row],[Cooling]]*CSU_data_summary[[#This Row],[Area]]","v":234114.46835515485},{"$f":"CSU_data_summary[[#This Row],[Ventilation]]*CSU_data_summary[[#This Row],[Area]]","v":106485.40809002936},{"$f":"CSU_data_summary[[#This Row],[Water Heating]]*CSU_data_summary[[#This Row],[Area]]","v":125096.25557171548},{"$f":"CSU_data_summary[[#This Row],[Lighting]]*CSU_data_summary[[#This Row],[Area]]","v":235679.33776203296},{"$f":"CSU_data_summary[[#This Row],[Equipment]]*CSU_data_summary[[#This Row],[Area]]","v":173439.87043276295}]
[null,"Current-Channel Islands-Administration","Current","Channel Islands","Administration",66190,9.5140156435545347,14.1411350742043,8.5344648615969287,2.9023443677782961,17.081758938248747,18.547998924823304,70.721717810206115,4681070.5018575424,{"$f":"CSU_data_summary[[#This Row],[Heating]]*CSU_data_summary[[#This Row],[Area]]","v":629732.6954468746},{"$f":"CSU_data_summary[[#This Row],[Cooling]]*CSU_data_summary[[#This Row],[Area]]","v":936001.7305615826},{"$f":"CSU_data_summary[[#This Row],[Ventilation]]*CSU_data_summary[[#This Row],[Area]]","v":564896.22918910068},{"$f":"CSU_data_summary[[#This Row],[Water Heating]]*CSU_data_summary[[#This Row],[Area]]","v":192106.17370324541},{"$f":"CSU_data_summary[[#This Row],[Lighting]]*CSU_data_summary[[#This Row],[Area]]","v":1130641.6241226846},{"$f":"CSU_data_summary[[#This Row],[Equipment]]*CSU_data_summary[[#This Row],[Area]]","v":1227692.0488340545}]
[null,"Current-Channel Islands-Business Administration","Current","Channel Islands","Business Administration",33625,5.5768956581989348,10.800730597350892,4.418430241354228,2.4957506662064053,16.35162006202216,14.060635786032332,53.704063011164962,1805799.1187504218,{"$f":"CSU_data_summary[[#This Row],[Heating]]*CSU_data_summary[[#This Row],[Area]]","v":187523.11650693917},{"$f":"CSU_data_summary[[#This Row],[Cooling]]*CSU_data_summary[[#This Row],[Area]]","v":363174.56633592374},{"$f":"CSU_data_summary[[#This Row],[Ventilation]]*CSU_data_summary[[#This Row],[Area]]","v":148569.71686553591},{"$f":"CSU_data_summary[[#This Row],[Water Heating]]*CSU_data_summary[[#This Row],[Area]]","v":83919.616151190377},{"$f":"CSU_data_summary[[#This Row],[Lighting]]*CSU_data_summary[[#This Row],[Area]]","v":549823.22458549519},{"$f":"CSU_data_summary[[#This Row],[Equipment]]*CSU_data_summary[[#This Row],[Area]]","v":472788.87830533716}]
[null,"Current-Channel Islands-Classroom","Current","Channel Islands","Classroom",127081,14.172998475494028,11.400085564482165,7.0788081403704224,8.8545304127950537,16.503272477733418,11.94072765363987,69.950422724514951,8889369.6702540852,{"$f":"CSU_data_summary[[#This Row],[Heating]]*CSU_data_summary[[#This Row],[Area]]","v":1801118.8192642566},{"$f":"CSU_data_summary[[#This Row],[Cooling]]*CSU_data_summary[[#This Row],[Area]]","v":1448734.273619958},{"$f":"CSU_data_summary[[#This Row],[Ventilation]]*CSU_data_summary[[#This Row],[Area]]","v":899582.0172864137},{"$f":"CSU_data_summary[[#This Row],[Water Heating]]*CSU_data_summary[[#This Row],[Area]]","v":1125242.5793884082},{"$f":"CSU_data_summary[[#This Row],[Lighting]]*CSU_data_summary[[#This Row],[Area]]","v":2097252.3697428405},{"$f":"CSU_data_summary[[#This Row],[Equipment]]*CSU_data_summary[[#This Row],[Area]]","v":1517439.6109522083}]
[null,"Current-Channel Islands-Faculty Office","Current","Channel Islands","Faculty Office",131243,5.5768956581989348,10.800730597350892,4.418430241354228,2.4957506662064053,16.35162006202216,14.060635786032332,53.704063011164962,7048282.341774323,{"$f":"CSU_data_summary[[#This Row],[Heating]]*CSU_data_summary[[#This Row],[Area]]","v":731928.51686900284},{"$f":"CSU_data_summary[[#This Row],[Cooling]]*CSU_data_summary[[#This Row],[Area]]","v":1417520.285788123},{"$f":"CSU_data_summary[[#This Row],[Ventilation]]*CSU_data_summary[[#This Row],[Area]]","v":579888.04016605299},{"$f":"CSU_data_summary[[#This Row],[Water Heating]]*CSU_data_summary[[#This Row],[Area]]","v":327549.80468492722},{"$f":"CSU_data_summary[[#This Row],[Lighting]]*CSU_data_summary[[#This Row],[Area]]","v":2146035.6717999745},{"$f":"CSU_data_summary[[#This Row],[Equipment]]*CSU_data_summary[[#This Row],[Area]]","v":1845360.0224662414}]
[null,"Current-Channel Islands-Library","Current","Channel Islands","Library",152518,14.172998475494028,11.400085564482165,7.0788081403704224,8.8545304127950537,16.503272477733418,11.94072765363987,69.950422724514951,10668698.573097572,{"$f":"CSU_data_summary[[#This Row],[Heating]]*CSU_data_summary[[#This Row],[Area]]","v":2161637.3814853979},{"$f":"CSU_data_summary[[#This Row],[Cooling]]*CSU_data_summary[[#This Row],[Area]]","v":1738718.2501236908},{"$f":"CSU_data_summary[[#This Row],[Ventilation]]*CSU_data_summary[[#This Row],[Area]]","v":1079645.6599530161},{"$f":"CSU_data_summary[[#This Row],[Water Heating]]*CSU_data_summary[[#This Row],[Area]]","v":1350475.2694986761},{"$f":"CSU_data_summary[[#This Row],[Lighting]]*CSU_data_summary[[#This Row],[Area]]","v":2517046.1117589455},{"$f":"CSU_data_summary[[#This Row],[Equipment]]*CSU_data_summary[[#This Row],[Area]]","v":1821175.9002778458}]
[null,"Current-Channel Islands-Residence Hall","Current","Channel Islands","Residence Hall",417028,2.7995870204846707,8.6126411470970954,6.0122575645996417,30.367470985636462,14.030329041538417,17.728075888742733,79.550361648099013,33174728.217383437,{"$f":"CSU_data_summary[[#This Row],[Heating]]*CSU_data_summary[[#This Row],[Area]]","v":1167506.1759786813},{"$f":"CSU_data_summary[[#This Row],[Cooling]]*CSU_data_summary[[#This Row],[Area]]","v":3591712.5122916074},{"$f":"CSU_data_summary[[#This Row],[Ventilation]]*CSU_data_summary[[#This Row],[Area]]","v":2507279.7476498592},{"$f":"CSU_data_summary[[#This Row],[Water Heating]]*CSU_data_summary[[#This Row],[Area]]","v":12664085.690198002},{"$f":"CSU_data_summary[[#This Row],[Lighting]]*CSU_data_summary[[#This Row],[Area]]","v":5851040.0595346829},{"$f":"CSU_data_summary[[#This Row],[Equipment]]*CSU_data_summary[[#This Row],[Area]]","v":7393104.0317306044}]
[null,"Current-Channel Islands-Science","Current","Channel Islands","Science",131622,10.328758681580876,17.658696034033785,10.976870556246979,28.15759361531892,29.351981562837203,138.81737935194886,235.29127980196662,30969508.830094449,{"$f":"CSU_data_summary[[#This Row],[Heating]]*CSU_data_summary[[#This Row],[Area]]","v":1359491.875187038},{"$f":"CSU_data_summary[[#This Row],[Cooling]]*CSU_data_summary[[#This Row],[Area]]","v":2324272.889391595},{"$f":"CSU_data_summary[[#This Row],[Ventilation]]*CSU_data_summary[[#This Row],[Area]]","v":1444797.6563543398},{"$f":"CSU_data_summary[[#This Row],[Water Heating]]*CSU_data_summary[[#This Row],[Area]]","v":3706158.786835507},{"$f":"CSU_data_summary[[#This Row],[Lighting]]*CSU_data_summary[[#This Row],[Area]]","v":3863366.5172637585},{"$f":"CSU_data_summary[[#This Row],[Equipment]]*CSU_data_summary[[#This Row],[Area]]","v":18271421.105062213}]
[null,"Current-Channel Islands-Student Services","Current","Channel Islands","Student Services",67082,9.5140156435545347,14.1411350742043,8.5344648615969287,2.9023443677782961,17.081758938248747,18.547998924823304,70.721717810206115,4744154.2741442462,{"$f":"CSU_data_summary[[#This Row],[Heating]]*CSU_data_summary[[#This Row],[Area]]","v":638219.19740092533},{"$f":"CSU_data_summary[[#This Row],[Cooling]]*CSU_data_summary[[#This Row],[Area]]","v":948615.62304777279},{"$f":"CSU_data_summary[[#This Row],[Ventilation]]*CSU_data_summary[[#This Row],[Area]]","v":572508.97184564522},{"$f":"CSU_data_summary[[#This Row],[Water Heating]]*CSU_data_summary[[#This Row],[Area]]","v":194695.06487930365},{"$f":"CSU_data_summary[[#This Row],[Lighting]]*CSU_data_summary[[#This Row],[Area]]","v":1145878.5530956024},{"$f":"CSU_data_summary[[#This Row],[Equipment]]*CSU_data_summary[[#This Row],[Area]]","v":1244236.8638749968}]
[null,"Current-Channel Islands-Theater Arts","Current","Channel Islands","Theater Arts",19401,14.172998475494028,11.400085564482165,7.0788081403704224,8.8545304127950537,16.503272477733418,11.94072765363987,69.950422724514951,1357108.1512783146,{"$f":"CSU_data_summary[[#This Row],[Heating]]*CSU_data_summary[[#This Row],[Area]]","v":274970.34342305962},{"$f":"CSU_data_summary[[#This Row],[Cooling]]*CSU_data_summary[[#This Row],[Area]]","v":221173.06003651847},{"$f":"CSU_data_summary[[#This Row],[Ventilation]]*CSU_data_summary[[#This Row],[Area]]","v":137335.95673132656},{"$f":"CSU_data_summary[[#This Row],[Water Heating]]*CSU_data_summary[[#This Row],[Area]]","v":171786.74453863685},{"$f":"CSU_data_summary[[#This Row],[Lighting]]*CSU_data_summary[[#This Row],[Area]]","v":320179.98934050603},{"$f":"CSU_data_summary[[#This Row],[Equipment]]*CSU_data_summary[[#This Row],[Area]]","v":231662.05720826713}]
[null,"Current-Channel Islands-University Union","Current","Channel Islands","University Union",24643,12.668557381176484,12.337866238612632,7.6474360754935224,9.7805754694120761,17.554192241496352,12.084720836692421,72.073348242883498,1776103.520749378,{"$f":"CSU_data_summary[[#This Row],[Heating]]*CSU_data_summary[[#This Row],[Area]]","v":312191.2595443321},{"$f":"CSU_data_summary[[#This Row],[Cooling]]*CSU_data_summary[[#This Row],[Area]]","v":304042.03771813109},{"$f":"CSU_data_summary[[#This Row],[Ventilation]]*CSU_data_summary[[#This Row],[Area]]","v":188455.76720838688},{"$f":"CSU_data_summary[[#This Row],[Water Heating]]*CSU_data_summary[[#This Row],[Area]]","v":241022.72129272181},{"$f":"CSU_data_summary[[#This Row],[Lighting]]*CSU_data_summary[[#This Row],[Area]]","v":432587.95940719463},{"$f":"CSU_data_summary[[#This Row],[Equipment]]*CSU_data_summary[[#This Row],[Area]]","v":297803.77557861136}]
[null,"Current-Chico-Administration","Current","Chico","Administration",200561,16.759295446688181,14.22424307468459,7.5606327876432227,2.4358548644641069,14.42290201262707,16.507273588099235,71.910201774206399,14422381.97803661,{"$f":"CSU_data_summary[[#This Row],[Heating]]*CSU_data_summary[[#This Row],[Area]]","v":3361261.0540832286},{"$f":"CSU_data_summary[[#This Row],[Cooling]]*CSU_data_summary[[#This Row],[Area]]","v":2852828.4153018161},{"$f":"CSU_data_summary[[#This Row],[Ventilation]]*CSU_data_summary[[#This Row],[Area]]","v":1516368.0725225124},{"$f":"CSU_data_summary[[#This Row],[Water Heating]]*CSU_data_summary[[#This Row],[Area]]","v":488537.48747178575},{"$f":"CSU_data_summary[[#This Row],[Lighting]]*CSU_data_summary[[#This Row],[Area]]","v":2892671.6505544977},{"$f":"CSU_data_summary[[#This Row],[Equipment]]*CSU_data_summary[[#This Row],[Area]]","v":3310715.2981027705}]
[null,"Current-Chico-Apartments","Current","Chico","Apartments",140740,13.185585316275461,12.445841906771802,6.6002460611975096,24.992250362920299,12.596297121381266,16.271588826854483,86.091809595400818,12116561.282456711,{"$f":"CSU_data_summary[[#This Row],[Heating]]*CSU_data_summary[[#This Row],[Area]]","v":1855739.2774126083},{"$f":"CSU_data_summary[[#This Row],[Cooling]]*CSU_data_summary[[#This Row],[Area]]","v":1751627.7899590635},{"$f":"CSU_data_summary[[#This Row],[Ventilation]]*CSU_data_summary[[#This Row],[Area]]","v":928918.63065293746},{"$f":"CSU_data_summary[[#This Row],[Water Heating]]*CSU_data_summary[[#This Row],[Area]]","v":3517409.3160774028},{"$f":"CSU_data_summary[[#This Row],[Lighting]]*CSU_data_summary[[#This Row],[Area]]","v":1772802.8568631993},{"$f":"CSU_data_summary[[#This Row],[Equipment]]*CSU_data_summary[[#This Row],[Area]]","v":2290063.4114914997}]
[null,"Current-Chico-Classroom","Current","Chico","Classroom",293348,24.337725686868477,13.482439662515214,6.5112743868130138,7.7850563886376234,14.491276588058698,10.720368614580398,77.328141327473418,22684055.602131672,{"$f":"CSU_data_summary[[#This Row],[Heating]]*CSU_data_summary[[#This Row],[Area]]","v":7139423.1547914939},{"$f":"CSU_data_summary[[#This Row],[Cooling]]*CSU_data_summary[[#This Row],[Area]]","v":3955046.7101195129},{"$f":"CSU_data_summary[[#This Row],[Ventilation]]*CSU_data_summary[[#This Row],[Area]]","v":1910069.3188228239},{"$f":"CSU_data_summary[[#This Row],[Water Heating]]*CSU_data_summary[[#This Row],[Area]]","v":2283730.7214940693},{"$f":"CSU_data_summary[[#This Row],[Lighting]]*CSU_data_summary[[#This Row],[Area]]","v":4250987.0045538433},{"$f":"CSU_data_summary[[#This Row],[Equipment]]*CSU_data_summary[[#This Row],[Area]]","v":3144798.6923499308}]
[null,"Current-Chico-Engineering","Current","Chico","Engineering",132815,24.337725686868477,13.482439662515214,6.5112743868130138,7.7850563886376234,14.491276588058698,10.720368614580398,77.328141327473418,10270337.090408381,{"$f":"CSU_data_summary[[#This Row],[Heating]]*CSU_data_summary[[#This Row],[Area]]","v":3232415.0371014369},{"$f":"CSU_data_summary[[#This Row],[Cooling]]*CSU_data_summary[[#This Row],[Area]]","v":1790670.2237769582},{"$f":"CSU_data_summary[[#This Row],[Ventilation]]*CSU_data_summary[[#This Row],[Area]]","v":864794.90768457041},{"$f":"CSU_data_summary[[#This Row],[Water Heating]]*CSU_data_summary[[#This Row],[Area]]","v":1033972.264256906},{"$f":"CSU_data_summary[[#This Row],[Lighting]]*CSU_data_summary[[#This Row],[Area]]","v":1924658.9000430158},{"$f":"CSU_data_summary[[#This Row],[Equipment]]*CSU_data_summary[[#This Row],[Area]]","v":1423825.7575454956}]
[null,"Current-Chico-Library","Current","Chico","Library",269018,24.337725686868477,13.482439662515214,6.5112743868130138,7.7850563886376234,14.491276588058698,10.720368614580398,77.328141327473418,20802661.923634242,{"$f":"CSU_data_summary[[#This Row],[Heating]]*CSU_data_summary[[#This Row],[Area]]","v":6547286.2888299841},{"$f":"CSU_data_summary[[#This Row],[Cooling]]*CSU_data_summary[[#This Row],[Area]]","v":3627018.9531305176},{"$f":"CSU_data_summary[[#This Row],[Ventilation]]*CSU_data_summary[[#This Row],[Area]]","v":1751650.0129916633},{"$f":"CSU_data_summary[[#This Row],[Water Heating]]*CSU_data_summary[[#This Row],[Area]]","v":2094320.2995585161},{"$f":"CSU_data_summary[[#This Row],[Lighting]]*CSU_data_summary[[#This Row],[Area]]","v":3898414.2451663748},{"$f":"CSU_data_summary[[#This Row],[Equipment]]*CSU_data_summary[[#This Row],[Area]]","v":2883972.1239571893}]
[null,"Current-Chico-Recreation Center","Current","Chico","Recreation Center",109000,24.337725686868477,13.482439662515214,6.5112743868130138,7.7850563886376234,14.491276588058698,10.720368614580398,77.328141327473418,8428767.4046946019,{"$f":"CSU_data_summary[[#This Row],[Heating]]*CSU_data_summary[[#This Row],[Area]]","v":2652812.0998686641},{"$f":"CSU_data_summary[[#This Row],[Cooling]]*CSU_data_summary[[#This Row],[Area]]","v":1469585.9232141583},{"$f":"CSU_data_summary[[#This Row],[Ventilation]]*CSU_data_summary[[#This Row],[Area]]","v":709728.90816261852},{"$f":"CSU_data_summary[[#This Row],[Water Heating]]*CSU_data_summary[[#This Row],[Area]]","v":848571.14636150096},{"$f":"CSU_data_summary[[#This Row],[Lighting]]*CSU_data_summary[[#This Row],[Area]]","v":1579549.148098398},{"$f":"CSU_data_summary[[#This Row],[Equipment]]*CSU_data_summary[[#This Row],[Area]]","v":1168520.1789892633}]
[null,"Current-Chico-Residence Hall","Current","Chico","Residence Hall",395616,13.185585316275459,12.445841906771797,6.6002460611975087,24.992250362920295,12.596297121381262,16.271588826854483,86.091809595400804,34059297.344894081,{"$f":"CSU_data_summary[[#This Row],[Heating]]*CSU_data_summary[[#This Row],[Area]]","v":5216428.5204836316},{"$f":"CSU_data_summary[[#This Row],[Cooling]]*CSU_data_summary[[#This Row],[Area]]","v":4923774.1917894315},{"$f":"CSU_data_summary[[#This Row],[Ventilation]]*CSU_data_summary[[#This Row],[Area]]","v":2611162.9457467138},{"$f":"CSU_data_summary[[#This Row],[Water Heating]]*CSU_data_summary[[#This Row],[Area]]","v":9887334.1195770763},{"$f":"CSU_data_summary[[#This Row],[Lighting]]*CSU_data_summary[[#This Row],[Area]]","v":4983296.6819723696},{"$f":"CSU_data_summary[[#This Row],[Equipment]]*CSU_data_summary[[#This Row],[Area]]","v":6437300.8853248628}]
[null,"Current-Chico-Science","Current","Chico","Science",230299,24.370605784698689,28.695840371277733,13.87344576354079,34.016663019635274,33.478760863909237,125.44705056694217,259.88236637000387,59850649.092645518,{"$f":"CSU_data_summary[[#This Row],[Heating]]*CSU_data_summary[[#This Row],[Area]]","v":5612526.1416103235},{"$f":"CSU_data_summary[[#This Row],[Cooling]]*CSU_data_summary[[#This Row],[Area]]","v":6608623.3416648908},{"$f":"CSU_data_summary[[#This Row],[Ventilation]]*CSU_data_summary[[#This Row],[Area]]","v":3195040.6858976805},{"$f":"CSU_data_summary[[#This Row],[Water Heating]]*CSU_data_summary[[#This Row],[Area]]","v":7834003.4767589839},{"$f":"CSU_data_summary[[#This Row],[Lighting]]*CSU_data_summary[[#This Row],[Area]]","v":7710125.148197433},{"$f":"CSU_data_summary[[#This Row],[Equipment]]*CSU_data_summary[[#This Row],[Area]]","v":28890330.298516214}]
[null,"Current-Chico-Theater Arts","Current","Chico","Theater Arts",144224,24.337725686868477,13.482439662515214,6.5112743868130138,7.7850563886376234,14.491276588058698,10.720368614580398,77.328141327473418,11152573.854813525,{"$f":"CSU_data_summary[[#This Row],[Heating]]*CSU_data_summary[[#This Row],[Area]]","v":3510084.1494629192},{"$f":"CSU_data_summary[[#This Row],[Cooling]]*CSU_data_summary[[#This Row],[Area]]","v":1944491.3778865943},{"$f":"CSU_data_summary[[#This Row],[Ventilation]]*CSU_data_summary[[#This Row],[Area]]","v":939082.03716372012},{"$f":"CSU_data_summary[[#This Row],[Water Heating]]*CSU_data_summary[[#This Row],[Area]]","v":1122791.9725948726},{"$f":"CSU_data_summary[[#This Row],[Lighting]]*CSU_data_summary[[#This Row],[Area]]","v":2089989.8746361777},{"$f":"CSU_data_summary[[#This Row],[Equipment]]*CSU_data_summary[[#This Row],[Area]]","v":1546134.4430692433}]
[null,"Current-Chico-University Union","Current","Chico","University Union",134809,25.980819843973595,12.882322025459647,6.4361505688154201,7.2187680998152999,13.737396930531053,10.672744670478906,76.928202139073917,10370614.002166416,{"$f":"CSU_data_summary[[#This Row],[Heating]]*CSU_data_summary[[#This Row],[Area]]","v":3502448.3423462366},{"$f":"CSU_data_summary[[#This Row],[Cooling]]*CSU_data_summary[[#This Row],[Area]]","v":1736652.9499301896},{"$f":"CSU_data_summary[[#This Row],[Ventilation]]*CSU_data_summary[[#This Row],[Area]]","v":867651.02203143795},{"$f":"CSU_data_summary[[#This Row],[Water Heating]]*CSU_data_summary[[#This Row],[Area]]","v":973154.90876800078},{"$f":"CSU_data_summary[[#This Row],[Lighting]]*CSU_data_summary[[#This Row],[Area]]","v":1851924.7428079608},{"$f":"CSU_data_summary[[#This Row],[Equipment]]*CSU_data_summary[[#This Row],[Area]]","v":1438782.0362825908}]
[null,"Current-Dominguez Hills-Administration","Current","Dominguez Hills","Administration",47159,11.321037173773012,21.003822789651124,12.010372543328344,3.9432957878525268,23.455052190110806,25.079193277830118,96.81277376254593,4565593.5978679033,{"$f":"CSU_data_summary[[#This Row],[Heating]]*CSU_data_summary[[#This Row],[Area]]","v":533888.79207796149},{"$f":"CSU_data_summary[[#This Row],[Cooling]]*CSU_data_summary[[#This Row],[Area]]","v":990519.27893715736},{"$f":"CSU_data_summary[[#This Row],[Ventilation]]*CSU_data_summary[[#This Row],[Area]]","v":566397.15877082141},{"$f":"CSU_data_summary[[#This Row],[Water Heating]]*CSU_data_summary[[#This Row],[Area]]","v":185961.8860593373},{"$f":"CSU_data_summary[[#This Row],[Lighting]]*CSU_data_summary[[#This Row],[Area]]","v":1106116.8062334354},{"$f":"CSU_data_summary[[#This Row],[Equipment]]*CSU_data_summary[[#This Row],[Area]]","v":1182709.6757891905}]
[null,"Current-Dominguez Hills-Classroom","Current","Dominguez Hills","Classroom",66542,18.007698530143582,18.072197326730631,9.7936990635359766,11.723130795469023,22.433254958054199,16.259383626934262,96.289364300867675,6407286.8793083364,{"$f":"CSU_data_summary[[#This Row],[Heating]]*CSU_data_summary[[#This Row],[Area]]","v":1198268.2755928142},{"$f":"CSU_data_summary[[#This Row],[Cooling]]*CSU_data_summary[[#This Row],[Area]]","v":1202560.1545153097},{"$f":"CSU_data_summary[[#This Row],[Ventilation]]*CSU_data_summary[[#This Row],[Area]]","v":651692.32308581099},{"$f":"CSU_data_summary[[#This Row],[Water Heating]]*CSU_data_summary[[#This Row],[Area]]","v":780080.56939209974},{"$f":"CSU_data_summary[[#This Row],[Lighting]]*CSU_data_summary[[#This Row],[Area]]","v":1492753.6514188426},{"$f":"CSU_data_summary[[#This Row],[Equipment]]*CSU_data_summary[[#This Row],[Area]]","v":1081931.9053034596}]
[null,"Current-Dominguez Hills-Education","Current","Dominguez Hills","Education",27875,18.007698530143582,18.072197326730631,9.7936990635359766,11.723130795469023,22.433254958054199,16.259383626934262,96.289364300867675,2684066.0298866862,{"$f":"CSU_data_summary[[#This Row],[Heating]]*CSU_data_summary[[#This Row],[Area]]","v":501964.59652775235},{"$f":"CSU_data_summary[[#This Row],[Cooling]]*CSU_data_summary[[#This Row],[Area]]","v":503762.50048261636},{"$f":"CSU_data_summary[[#This Row],[Ventilation]]*CSU_data_summary[[#This Row],[Area]]","v":272999.36139606533},{"$f":"CSU_data_summary[[#This Row],[Water Heating]]*CSU_data_summary[[#This Row],[Area]]","v":326782.27092369902},{"$f":"CSU_data_summary[[#This Row],[Lighting]]*CSU_data_summary[[#This Row],[Area]]","v":625326.98195576086},{"$f":"CSU_data_summary[[#This Row],[Equipment]]*CSU_data_summary[[#This Row],[Area]]","v":453230.31860079255}]
[null,"Current-Dominguez Hills-Humanities","Current","Dominguez Hills","Humanities",70331,18.007698530143582,18.072197326730631,9.7936990635359766,11.723130795469023,22.433254958054199,16.259383626934262,96.289364300867675,6772127.2806443246,{"$f":"CSU_data_summary[[#This Row],[Heating]]*CSU_data_summary[[#This Row],[Area]]","v":1266499.4453235283},{"$f":"CSU_data_summary[[#This Row],[Cooling]]*CSU_data_summary[[#This Row],[Area]]","v":1271035.710186292},{"$f":"CSU_data_summary[[#This Row],[Ventilation]]*CSU_data_summary[[#This Row],[Area]]","v":688800.6488375488},{"$f":"CSU_data_summary[[#This Row],[Water Heating]]*CSU_data_summary[[#This Row],[Area]]","v":824499.51197613194},{"$f":"CSU_data_summary[[#This Row],[Lighting]]*CSU_data_summary[[#This Row],[Area]]","v":1577753.2544549098},{"$f":"CSU_data_summary[[#This Row],[Equipment]]*CSU_data_summary[[#This Row],[Area]]","v":1143538.7098659137}]
[null,"Current-Dominguez Hills-Library","Current","Dominguez Hills","Library",291575,18.007698530143582,18.072197326730631,9.7936990635359766,11.723130795469023,22.433254958054199,16.259383626934262,96.289364300867675,28075571.396025494,{"$f":"CSU_data_summary[[#This Row],[Heating]]*CSU_data_summary[[#This Row],[Area]]","v":5250594.6989266146},{"$f":"CSU_data_summary[[#This Row],[Cooling]]*CSU_data_summary[[#This Row],[Area]]","v":5269400.9355414836},{"$f":"CSU_data_summary[[#This Row],[Ventilation]]*CSU_data_summary[[#This Row],[Area]]","v":2855597.8044505026},{"$f":"CSU_data_summary[[#This Row],[Water Heating]]*CSU_data_summary[[#This Row],[Area]]","v":3418171.8616888807},{"$f":"CSU_data_summary[[#This Row],[Lighting]]*CSU_data_summary[[#This Row],[Area]]","v":6540976.3143946528},{"$f":"CSU_data_summary[[#This Row],[Equipment]]*CSU_data_summary[[#This Row],[Area]]","v":4740829.781023358}]
[null,"Current-Dominguez Hills-Multi-Use Facility","Current","Dominguez Hills","Multi-Use Facility",179222,18.007698530143582,18.072197326730631,9.7936990635359766,11.723130795469023,22.433254958054199,16.259383626934262,96.289364300867675,17257172.448730107,{"$f":"CSU_data_summary[[#This Row],[Heating]]*CSU_data_summary[[#This Row],[Area]]","v":3227375.7459693928},{"$f":"CSU_data_summary[[#This Row],[Cooling]]*CSU_data_summary[[#This Row],[Area]]","v":3238935.3492913172},{"$f":"CSU_data_summary[[#This Row],[Ventilation]]*CSU_data_summary[[#This Row],[Area]]","v":1755246.3335650449},{"$f":"CSU_data_summary[[#This Row],[Water Heating]]*CSU_data_summary[[#This Row],[Area]]","v":2101042.9474255494},{"$f":"CSU_data_summary[[#This Row],[Lighting]]*CSU_data_summary[[#This Row],[Area]]","v":4020532.8200923898},{"$f":"CSU_data_summary[[#This Row],[Equipment]]*CSU_data_summary[[#This Row],[Area]]","v":2914039.2523864126}]
[null,"Current-Dominguez Hills-Residence Hall","Current","Dominguez Hills","Residence Hall",174501,3.032258203275275,14.517394127774343,8.9323178876681659,39.131297624307159,19.604181403627972,24.198096738519631,109.41554598517254,19093122.189958595,{"$f":"CSU_data_summary[[#This Row],[Heating]]*CSU_data_summary[[#This Row],[Area]]","v":529132.08872973872},{"$f":"CSU_data_summary[[#This Row],[Cooling]]*CSU_data_summary[[#This Row],[Area]]","v":2533299.7926907507},{"$f":"CSU_data_summary[[#This Row],[Ventilation]]*CSU_data_summary[[#This Row],[Area]]","v":1558698.4037159826},{"$f":"CSU_data_summary[[#This Row],[Water Heating]]*CSU_data_summary[[#This Row],[Area]]","v":6828450.5667392239},{"$f":"CSU_data_summary[[#This Row],[Lighting]]*CSU_data_summary[[#This Row],[Area]]","v":3420949.2591144848},{"$f":"CSU_data_summary[[#This Row],[Equipment]]*CSU_data_summary[[#This Row],[Area]]","v":4222592.0789684141}]
[null,"Current-Dominguez Hills-Science","Current","Dominguez Hills","Science",85450,13.420055456491271,28.626693525413614,15.530121911180531,38.122671061000219,40.62205683363154,187.56561840459386,323.88721719231103,27676162.709082976,{"$f":"CSU_data_summary[[#This Row],[Heating]]*CSU_data_summary[[#This Row],[Area]]","v":1146743.7387571791},{"$f":"CSU_data_summary[[#This Row],[Cooling]]*CSU_data_summary[[#This Row],[Area]]","v":2446150.9617465935},{"$f":"CSU_data_summary[[#This Row],[Ventilation]]*CSU_data_summary[[#This Row],[Area]]","v":1327048.9173103764},{"$f":"CSU_data_summary[[#This Row],[Water Heating]]*CSU_data_summary[[#This Row],[Area]]","v":3257582.2421624688},{"$f":"CSU_data_summary[[#This Row],[Lighting]]*CSU_data_summary[[#This Row],[Area]]","v":3471154.7564338152},{"$f":"CSU_data_summary[[#This Row],[Equipment]]*CSU_data_summary[[#This Row],[Area]]","v":16027482.092672545}]
[null,"Current-Dominguez Hills-Social Science","Current","Dominguez Hills","Social Science",81000,18.007698530143582,18.072197326730631,9.7936990635359766,11.723130795469023,22.433254958054199,16.259383626934262,96.289364300867675,7799438.5083702812,{"$f":"CSU_data_summary[[#This Row],[Heating]]*CSU_data_summary[[#This Row],[Area]]","v":1458623.5809416301},{"$f":"CSU_data_summary[[#This Row],[Cooling]]*CSU_data_summary[[#This Row],[Area]]","v":1463847.9834651812},{"$f":"CSU_data_summary[[#This Row],[Ventilation]]*CSU_data_summary[[#This Row],[Area]]","v":793289.62414641411},{"$f":"CSU_data_summary[[#This Row],[Water Heating]]*CSU_data_summary[[#This Row],[Area]]","v":949573.59443299088},{"$f":"CSU_data_summary[[#This Row],[Lighting]]*CSU_data_summary[[#This Row],[Area]]","v":1817093.6516023902},{"$f":"CSU_data_summary[[#This Row],[Equipment]]*CSU_data_summary[[#This Row],[Area]]","v":1317010.0737816752}]
[null,"Current-Dominguez Hills-University Union","Current","Dominguez Hills","University Union",123033,15.212212964401497,19.426111762887384,10.854825501970041,12.887962309019583,24.068743109668244,16.489965702350748,98.939821350297493,12172863.040191151,{"$f":"CSU_data_summary[[#This Row],[Heating]]*CSU_data_summary[[#This Row],[Area]]","v":1871604.1976492093},{"$f":"CSU_data_summary[[#This Row],[Cooling]]*CSU_data_summary[[#This Row],[Area]]","v":2390052.8085233234},{"$f":"CSU_data_summary[[#This Row],[Ventilation]]*CSU_data_summary[[#This Row],[Area]]","v":1335501.74598388},{"$f":"CSU_data_summary[[#This Row],[Water Heating]]*CSU_data_summary[[#This Row],[Area]]","v":1585644.6667656063},{"$f":"CSU_data_summary[[#This Row],[Lighting]]*CSU_data_summary[[#This Row],[Area]]","v":2961249.671011813},{"$f":"CSU_data_summary[[#This Row],[Equipment]]*CSU_data_summary[[#This Row],[Area]]","v":2028809.9502573195}]
[null,"Current-East Bay-Administration","Current","East Bay","Administration",167743,14.353551368671086,3.5007473656791075,6.7898931382807195,2.5126937213194598,14.37874183396276,14.459951408752394,55.995578836665523,9392866.380798785,{"$f":"CSU_data_summary[[#This Row],[Heating]]*CSU_data_summary[[#This Row],[Area]]","v":2407707.7672349941},{"$f":"CSU_data_summary[[#This Row],[Cooling]]*CSU_data_summary[[#This Row],[Area]]","v":587225.86536111054},{"$f":"CSU_data_summary[[#This Row],[Ventilation]]*CSU_data_summary[[#This Row],[Area]]","v":1138957.0446946227},{"$f":"CSU_data_summary[[#This Row],[Water Heating]]*CSU_data_summary[[#This Row],[Area]]","v":421486.78289529012},{"$f":"CSU_data_summary[[#This Row],[Lighting]]*CSU_data_summary[[#This Row],[Area]]","v":2411933.2914544153},{"$f":"CSU_data_summary[[#This Row],[Equipment]]*CSU_data_summary[[#This Row],[Area]]","v":2425555.629158353}]
[null,"Current-East Bay-Business Administration","Current","East Bay","Business Administration",82455,8.6806177046430566,2.7586222716370825,3.6267469274219857,2.2292276125684358,14.069364060241258,11.156872928120075,42.521451504631891,3506106.2838144228,{"$f":"CSU_data_summary[[#This Row],[Heating]]*CSU_data_summary[[#This Row],[Area]]","v":715760.33283634321},{"$f":"CSU_data_summary[[#This Row],[Cooling]]*CSU_data_summary[[#This Row],[Area]]","v":227462.19940783564},{"$f":"CSU_data_summary[[#This Row],[Ventilation]]*CSU_data_summary[[#This Row],[Area]]","v":299043.41790057981},{"$f":"CSU_data_summary[[#This Row],[Water Heating]]*CSU_data_summary[[#This Row],[Area]]","v":183810.96279433038},{"$f":"CSU_data_summary[[#This Row],[Lighting]]*CSU_data_summary[[#This Row],[Area]]","v":1160089.413587193},{"$f":"CSU_data_summary[[#This Row],[Equipment]]*CSU_data_summary[[#This Row],[Area]]","v":919939.95728814078}]
[null,"Current-East Bay-Classroom","Current","East Bay","Classroom",179534,20.809256658481726,2.5244838784085357,5.6858891838889098,7.6599475347236172,13.581807577968853,9.1546045164736576,59.415989349945306,10667190.231953081,{"$f":"CSU_data_summary[[#This Row],[Heating]]*CSU_data_summary[[#This Row],[Area]]","v":3735969.0849238583},{"$f":"CSU_data_summary[[#This Row],[Cooling]]*CSU_data_summary[[#This Row],[Area]]","v":453230.68862619804},{"$f":"CSU_data_summary[[#This Row],[Ventilation]]*CSU_data_summary[[#This Row],[Area]]","v":1020810.4287403115},{"$f":"CSU_data_summary[[#This Row],[Water Heating]]*CSU_data_summary[[#This Row],[Area]]","v":1375221.0206990698},{"$f":"CSU_data_summary[[#This Row],[Lighting]]*CSU_data_summary[[#This Row],[Area]]","v":2438396.24170306},{"$f":"CSU_data_summary[[#This Row],[Equipment]]*CSU_data_summary[[#This Row],[Area]]","v":1643562.7672605817}]
[null,"Current-East Bay-Education","Current","East Bay","Education",106947,20.809256658481726,2.5244838784085357,5.6858891838889098,7.6599475347236172,13.581807577968853,9.1546045164736576,59.415989349945306,6354361.8130086008,{"$f":"CSU_data_summary[[#This Row],[Heating]]*CSU_data_summary[[#This Row],[Area]]","v":2225487.5718546449},{"$f":"CSU_data_summary[[#This Row],[Cooling]]*CSU_data_summary[[#This Row],[Area]]","v":269985.9773441577},{"$f":"CSU_data_summary[[#This Row],[Ventilation]]*CSU_data_summary[[#This Row],[Area]]","v":608088.7905493672},{"$f":"CSU_data_summary[[#This Row],[Water Heating]]*CSU_data_summary[[#This Row],[Area]]","v":819208.40899608668},{"$f":"CSU_data_summary[[#This Row],[Lighting]]*CSU_data_summary[[#This Row],[Area]]","v":1452533.575041035},{"$f":"CSU_data_summary[[#This Row],[Equipment]]*CSU_data_summary[[#This Row],[Area]]","v":979057.48922330828}]
[null,"Current-East Bay-Library","Current","East Bay","Library",229220,20.809256658481726,2.5244838784085357,5.6858891838889098,7.6599475347236172,13.581807577968853,9.1546045164736576,59.415989349945306,13619333.078794463,{"$f":"CSU_data_summary[[#This Row],[Heating]]*CSU_data_summary[[#This Row],[Area]]","v":4769897.8112571808},{"$f":"CSU_data_summary[[#This Row],[Cooling]]*CSU_data_summary[[#This Row],[Area]]","v":578662.19460880454},{"$f":"CSU_data_summary[[#This Row],[Ventilation]]*CSU_data_summary[[#This Row],[Area]]","v":1303319.518731016},{"$f":"CSU_data_summary[[#This Row],[Water Heating]]*CSU_data_summary[[#This Row],[Area]]","v":1755813.1739093475},{"$f":"CSU_data_summary[[#This Row],[Lighting]]*CSU_data_summary[[#This Row],[Area]]","v":3113221.9330220204},{"$f":"CSU_data_summary[[#This Row],[Equipment]]*CSU_data_summary[[#This Row],[Area]]","v":2098418.4472660916}]
[null,"Current-East Bay-Recreation Center","Current","East Bay","Recreation Center",54548,20.809256658481726,2.5244838784085357,5.6858891838889098,7.6599475347236172,13.581807577968853,9.1546045164736576,59.415989349945306,3241023.3870608164,{"$f":"CSU_data_summary[[#This Row],[Heating]]*CSU_data_summary[[#This Row],[Area]]","v":1135103.3322068611},{"$f":"CSU_data_summary[[#This Row],[Cooling]]*CSU_data_summary[[#This Row],[Area]]","v":137705.54659942881},{"$f":"CSU_data_summary[[#This Row],[Ventilation]]*CSU_data_summary[[#This Row],[Area]]","v":310153.88320277224},{"$f":"CSU_data_summary[[#This Row],[Water Heating]]*CSU_data_summary[[#This Row],[Area]]","v":417834.81812410388},{"$f":"CSU_data_summary[[#This Row],[Lighting]]*CSU_data_summary[[#This Row],[Area]]","v":740860.43976304494},{"$f":"CSU_data_summary[[#This Row],[Equipment]]*CSU_data_summary[[#This Row],[Area]]","v":499365.36716460506}]
[null,"Current-East Bay-Residence Hall","Current","East Bay","Residence Hall",372126,6.6651569587968797,2.0806978061509835,4.2556634362720969,25.057757512493694,11.537831385356043,14.064560786187895,63.661667885257593,23690161.823469367,{"$f":"CSU_data_summary[[#This Row],[Heating]]*CSU_data_summary[[#This Row],[Area]]","v":2480278.1984492475},{"$f":"CSU_data_summary[[#This Row],[Cooling]]*CSU_data_summary[[#This Row],[Area]]","v":774281.75181174092},{"$f":"CSU_data_summary[[#This Row],[Ventilation]]*CSU_data_summary[[#This Row],[Area]]","v":1583643.0118861904},{"$f":"CSU_data_summary[[#This Row],[Water Heating]]*CSU_data_summary[[#This Row],[Area]]","v":9324643.0720942281},{"$f":"CSU_data_summary[[#This Row],[Lighting]]*CSU_data_summary[[#This Row],[Area]]","v":4293527.0421070028},{"$f":"CSU_data_summary[[#This Row],[Equipment]]*CSU_data_summary[[#This Row],[Area]]","v":5233788.7471209569}]
[null,"Current-East Bay-Science","Current","East Bay","Science",206370,17.654235620699524,4.5522812193015083,10.264144413580725,28.357096372621783,27.351023883409159,111.64519628827397,199.82397779788667,41237674.298149869,{"$f":"CSU_data_summary[[#This Row],[Heating]]*CSU_data_summary[[#This Row],[Area]]","v":3643304.6050437605},{"$f":"CSU_data_summary[[#This Row],[Cooling]]*CSU_data_summary[[#This Row],[Area]]","v":939454.27522725228},{"$f":"CSU_data_summary[[#This Row],[Ventilation]]*CSU_data_summary[[#This Row],[Area]]","v":2118211.4826306542},{"$f":"CSU_data_summary[[#This Row],[Water Heating]]*CSU_data_summary[[#This Row],[Area]]","v":5852053.9784179572},{"$f":"CSU_data_summary[[#This Row],[Lighting]]*CSU_data_summary[[#This Row],[Area]]","v":5644430.798819148},{"$f":"CSU_data_summary[[#This Row],[Equipment]]*CSU_data_summary[[#This Row],[Area]]","v":23040219.158011097}]
[null,"Current-East Bay-Theater Arts","Current","East Bay","Theater Arts",60500,20.809256658481726,2.5244838784085357,5.6858891838889098,7.6599475347236172,13.581807577968853,9.1546045164736576,59.415989349945306,3594667.3556716912,{"$f":"CSU_data_summary[[#This Row],[Heating]]*CSU_data_summary[[#This Row],[Area]]","v":1258960.0278381445},{"$f":"CSU_data_summary[[#This Row],[Cooling]]*CSU_data_summary[[#This Row],[Area]]","v":152731.2746437164},{"$f":"CSU_data_summary[[#This Row],[Ventilation]]*CSU_data_summary[[#This Row],[Area]]","v":343996.29562527902},{"$f":"CSU_data_summary[[#This Row],[Water Heating]]*CSU_data_summary[[#This Row],[Area]]","v":463426.82585077884},{"$f":"CSU_data_summary[[#This Row],[Lighting]]*CSU_data_summary[[#This Row],[Area]]","v":821699.35846711555},{"$f":"CSU_data_summary[[#This Row],[Equipment]]*CSU_data_summary[[#This Row],[Area]]","v":553853.57324665633}]
[null,"Current-East Bay-University Union","Current","East Bay","University Union",72450,19.765576832050581,2.7209746780309465,5.4749884470850176,7.7544517284614338,13.712768154672789,9.1853773616192225,58.614137201919988,4246594.2402791027,{"$f":"CSU_data_summary[[#This Row],[Heating]]*CSU_data_summary[[#This Row],[Area]]","v":1432016.0414820646},{"$f":"CSU_data_summary[[#This Row],[Cooling]]*CSU_data_summary[[#This Row],[Area]]","v":197134.61542334207},{"$f":"CSU_data_summary[[#This Row],[Ventilation]]*CSU_data_summary[[#This Row],[Area]]","v":396662.91299130954},{"$f":"CSU_data_summary[[#This Row],[Water Heating]]*CSU_data_summary[[#This Row],[Area]]","v":561810.02772703092},{"$f":"CSU_data_summary[[#This Row],[Lighting]]*CSU_data_summary[[#This Row],[Area]]","v":993490.05280604353},{"$f":"CSU_data_summary[[#This Row],[Equipment]]*CSU_data_summary[[#This Row],[Area]]","v":665480.58984931267}]
[null,"Current-Fresno-Business Administration","Current","Fresno","Business Administration",94803,9.048663865813932,11.4733332659503,3.9834914348679731,2.1486857061866802,14.199728040138085,12.382609829236085,53.23651214219305,5046981.0606163274,{"$f":"CSU_data_summary[[#This Row],[Heating]]*CSU_data_summary[[#This Row],[Area]]","v":857840.48047075816},{"$f":"CSU_data_summary[[#This Row],[Cooling]]*CSU_data_summary[[#This Row],[Area]]","v":1087706.4136118863},{"$f":"CSU_data_summary[[#This Row],[Ventilation]]*CSU_data_summary[[#This Row],[Area]]","v":377646.93849978846},{"$f":"CSU_data_summary[[#This Row],[Water Heating]]*CSU_data_summary[[#This Row],[Area]]","v":203701.85100361586},{"$f":"CSU_data_summary[[#This Row],[Lighting]]*CSU_data_summary[[#This Row],[Area]]","v":1346176.8173892109},{"$f":"CSU_data_summary[[#This Row],[Equipment]]*CSU_data_summary[[#This Row],[Area]]","v":1173908.5596410686}]
[null,"Current-Fresno-Classroom","Current","Fresno","Classroom",287352,22.367997994525748,14.196023804145538,6.4569669643269778,7.5854748934676186,14.290912956048446,10.516891786099677,75.414268398614013,21670440.852878533,{"$f":"CSU_data_summary[[#This Row],[Heating]]*CSU_data_summary[[#This Row],[Area]]","v":6427488.9597229632},{"$f":"CSU_data_summary[[#This Row],[Cooling]]*CSU_data_summary[[#This Row],[Area]]","v":4079255.8321688287},{"$f":"CSU_data_summary[[#This Row],[Ventilation]]*CSU_data_summary[[#This Row],[Area]]","v":1855422.3711332858},{"$f":"CSU_data_summary[[#This Row],[Water Heating]]*CSU_data_summary[[#This Row],[Area]]","v":2179701.381587707},{"$f":"CSU_data_summary[[#This Row],[Lighting]]*CSU_data_summary[[#This Row],[Area]]","v":4106522.4197464329},{"$f":"CSU_data_summary[[#This Row],[Equipment]]*CSU_data_summary[[#This Row],[Area]]","v":3022049.8885193146}]
[null,"Current-Fresno-Education","Current","Fresno","Education",121214,22.367997994525748,14.196023804145538,6.4569669643269778,7.5854748934676186,14.290912956048446,10.516891786099677,75.414268398614013,9141265.1296695992,{"$f":"CSU_data_summary[[#This Row],[Heating]]*CSU_data_summary[[#This Row],[Area]]","v":2711314.5089084441},{"$f":"CSU_data_summary[[#This Row],[Cooling]]*CSU_data_summary[[#This Row],[Area]]","v":1720756.8293956972},{"$f":"CSU_data_summary[[#This Row],[Ventilation]]*CSU_data_summary[[#This Row],[Area]]","v":782674.79361393023},{"$f":"CSU_data_summary[[#This Row],[Water Heating]]*CSU_data_summary[[#This Row],[Area]]","v":919465.75373678387},{"$f":"CSU_data_summary[[#This Row],[Lighting]]*CSU_data_summary[[#This Row],[Area]]","v":1732258.7230544563},{"$f":"CSU_data_summary[[#This Row],[Equipment]]*CSU_data_summary[[#This Row],[Area]]","v":1274794.5209602863}]
[null,"Current-Fresno-Engineering","Current","Fresno","Engineering",125839,22.367997994525748,14.196023804145538,6.4569669643269778,7.5854748934676186,14.290912956048446,10.516891786099677,75.414268398614013,9490056.1210131887,{"$f":"CSU_data_summary[[#This Row],[Heating]]*CSU_data_summary[[#This Row],[Area]]","v":2814766.4996331255},{"$f":"CSU_data_summary[[#This Row],[Cooling]]*CSU_data_summary[[#This Row],[Area]]","v":1786413.4394898703},{"$f":"CSU_data_summary[[#This Row],[Ventilation]]*CSU_data_summary[[#This Row],[Area]]","v":812538.26582394261},{"$f":"CSU_data_summary[[#This Row],[Water Heating]]*CSU_data_summary[[#This Row],[Area]]","v":954548.57511907164},{"$f":"CSU_data_summary[[#This Row],[Lighting]]*CSU_data_summary[[#This Row],[Area]]","v":1798354.1954761804},{"$f":"CSU_data_summary[[#This Row],[Equipment]]*CSU_data_summary[[#This Row],[Area]]","v":1323435.1454709973}]
[null,"Current-Fresno-Industrial Arts","Current","Fresno","Industrial Arts",96421,22.367997994525748,14.196023804145538,6.4569669643269778,7.5854748934676186,14.290912956048446,10.516891786099677,75.414268398614013,7271519.1732627619,{"$f":"CSU_data_summary[[#This Row],[Heating]]*CSU_data_summary[[#This Row],[Area]]","v":2156744.734630167},{"$f":"CSU_data_summary[[#This Row],[Cooling]]*CSU_data_summary[[#This Row],[Area]]","v":1368794.8112195169},{"$f":"CSU_data_summary[[#This Row],[Ventilation]]*CSU_data_summary[[#This Row],[Area]]","v":622587.21166737156},{"$f":"CSU_data_summary[[#This Row],[Water Heating]]*CSU_data_summary[[#This Row],[Area]]","v":731399.07470304123},{"$f":"CSU_data_summary[[#This Row],[Lighting]]*CSU_data_summary[[#This Row],[Area]]","v":1377944.1181351473},{"$f":"CSU_data_summary[[#This Row],[Equipment]]*CSU_data_summary[[#This Row],[Area]]","v":1014049.222907517}]
[null,"Current-Fresno-Library","Current","Fresno","Library",339984,22.367997994525748,14.196023804145538,6.4569669643269778,7.5854748934676186,14.290912956048446,10.516891786099677,75.414268398614013,25639644.627234388,{"$f":"CSU_data_summary[[#This Row],[Heating]]*CSU_data_summary[[#This Row],[Area]]","v":7604761.4301708415},{"$f":"CSU_data_summary[[#This Row],[Cooling]]*CSU_data_summary[[#This Row],[Area]]","v":4826420.9570286162},{"$f":"CSU_data_summary[[#This Row],[Ventilation]]*CSU_data_summary[[#This Row],[Area]]","v":2195265.4563997434},{"$f":"CSU_data_summary[[#This Row],[Water Heating]]*CSU_data_summary[[#This Row],[Area]]","v":2578940.0961806946},{"$f":"CSU_data_summary[[#This Row],[Lighting]]*CSU_data_summary[[#This Row],[Area]]","v":4858681.750449175},{"$f":"CSU_data_summary[[#This Row],[Equipment]]*CSU_data_summary[[#This Row],[Area]]","v":3575574.9370053126}]
[null,"Current-Fresno-Music","Current","Fresno","Music",93969,22.367997994525748,14.196023804145538,6.4569669643269778,7.5854748934676186,14.290912956048446,10.516891786099677,75.414268398614013,7086603.38714936,{"$f":"CSU_data_summary[[#This Row],[Heating]]*CSU_data_summary[[#This Row],[Area]]","v":2101898.4035475901},{"$f":"CSU_data_summary[[#This Row],[Cooling]]*CSU_data_summary[[#This Row],[Area]]","v":1333986.1608517522},{"$f":"CSU_data_summary[[#This Row],[Ventilation]]*CSU_data_summary[[#This Row],[Area]]","v":606754.72867084178},{"$f":"CSU_data_summary[[#This Row],[Water Heating]]*CSU_data_summary[[#This Row],[Area]]","v":712799.4902642587},{"$f":"CSU_data_summary[[#This Row],[Lighting]]*CSU_data_summary[[#This Row],[Area]]","v":1342902.7995669164},{"$f":"CSU_data_summary[[#This Row],[Equipment]]*CSU_data_summary[[#This Row],[Area]]","v":988261.80424800061}]
[null,"Current-Fresno-Recreation Center","Current","Fresno","Recreation Center",90290,22.367997994525748,14.196023804145538,6.4569669643269778,7.5854748934676186,14.290912956048446,10.516891786099677,75.414268398614013,6809154.2937108595,{"$f":"CSU_data_summary[[#This Row],[Heating]]*CSU_data_summary[[#This Row],[Area]]","v":2019606.5389257297},{"$f":"CSU_data_summary[[#This Row],[Cooling]]*CSU_data_summary[[#This Row],[Area]]","v":1281758.9892763007},{"$f":"CSU_data_summary[[#This Row],[Ventilation]]*CSU_data_summary[[#This Row],[Area]]","v":582999.54720908287},{"$f":"CSU_data_summary[[#This Row],[Water Heating]]*CSU_data_summary[[#This Row],[Area]]","v":684892.52813119127},{"$f":"CSU_data_summary[[#This Row],[Lighting]]*CSU_data_summary[[#This Row],[Area]]","v":1290326.5308016143},{"$f":"CSU_data_summary[[#This Row],[Equipment]]*CSU_data_summary[[#This Row],[Area]]","v":949570.1593669398}]
[null,"Current-Fresno-Residence Hall","Current","Fresno","Residence Hall",228380,10.923165227249042,12.728167032592408,6.3531301089812287,24.629304662373301,12.411964935594714,16.001052522832225,83.046784489622922,18966224.641740084,{"$f":"CSU_data_summary[[#This Row],[Heating]]*CSU_data_summary[[#This Row],[Area]]","v":2494632.474599136},{"$f":"CSU_data_summary[[#This Row],[Cooling]]*CSU_data_summary[[#This Row],[Area]]","v":2906858.786903454},{"$f":"CSU_data_summary[[#This Row],[Ventilation]]*CSU_data_summary[[#This Row],[Area]]","v":1450927.8542891331},{"$f":"CSU_data_summary[[#This Row],[Water Heating]]*CSU_data_summary[[#This Row],[Area]]","v":5624840.5987928146},{"$f":"CSU_data_summary[[#This Row],[Lighting]]*CSU_data_summary[[#This Row],[Area]]","v":2834644.5519911209},{"$f":"CSU_data_summary[[#This Row],[Equipment]]*CSU_data_summary[[#This Row],[Area]]","v":3654320.3751644236}]
[null,"Current-Fresno-Science","Current","Fresno","Science",211061,21.997497882619033,29.674063240979354,13.51159890771215,32.551616253071543,32.518968205406402,123.41619824552758,253.66994273531606,53539831.783658542,{"$f":"CSU_data_summary[[#This Row],[Heating]]*CSU_data_summary[[#This Row],[Area]]","v":4642813.9006034555},{"$f":"CSU_data_summary[[#This Row],[Cooling]]*CSU_data_summary[[#This Row],[Area]]","v":6263037.4617043436},{"$f":"CSU_data_summary[[#This Row],[Ventilation]]*CSU_data_summary[[#This Row],[Area]]","v":2851771.5770606343},{"$f":"CSU_data_summary[[#This Row],[Water Heating]]*CSU_data_summary[[#This Row],[Area]]","v":6870376.6779895332},{"$f":"CSU_data_summary[[#This Row],[Lighting]]*CSU_data_summary[[#This Row],[Area]]","v":6863485.9484012807},{"$f":"CSU_data_summary[[#This Row],[Equipment]]*CSU_data_summary[[#This Row],[Area]]","v":26048346.217899296}]
[null,"Current-Fullerton-Administration","Current","Fullerton","Administration",377958,5.2069498054563201,9.6604091400544458,5.5239997906569309,1.8136627342751204,10.787817190566006,11.534817751638739,44.527656412647559,16829583.962411445,{"$f":"CSU_data_summary[[#This Row],[Heating]]*CSU_data_summary[[#This Row],[Area]]","v":1968008.3345706598},{"$f":"CSU_data_summary[[#This Row],[Cooling]]*CSU_data_summary[[#This Row],[Area]]","v":3651228.9177566981},{"$f":"CSU_data_summary[[#This Row],[Ventilation]]*CSU_data_summary[[#This Row],[Area]]","v":2087839.9128771124},{"$f":"CSU_data_summary[[#This Row],[Water Heating]]*CSU_data_summary[[#This Row],[Area]]","v":685488.33972115593},{"$f":"CSU_data_summary[[#This Row],[Lighting]]*CSU_data_summary[[#This Row],[Area]]","v":4077341.8097119466},{"$f":"CSU_data_summary[[#This Row],[Equipment]]*CSU_data_summary[[#This Row],[Area]]","v":4359676.6477738749}]
[null,"Current-Fullerton-Apartments","Current","Fullerton","Apartments",316287,1.3946439729228022,6.6770686615592734,4.1082923917267848,17.997883005292998,9.016664019285356,11.129569947614263,50.32412199840148,15916865.57450841,{"$f":"CSU_data_summary[[#This Row],[Heating]]*CSU_data_summary[[#This Row],[Area]]","v":441107.75826383434},{"$f":"CSU_data_summary[[#This Row],[Cooling]]*CSU_data_summary[[#This Row],[Area]]","v":2111870.0157585978},{"$f":"CSU_data_summary[[#This Row],[Ventilation]]*CSU_data_summary[[#This Row],[Area]]","v":1299399.4757020895},{"$f":"CSU_data_summary[[#This Row],[Water Heating]]*CSU_data_summary[[#This Row],[Area]]","v":5692496.422095106},{"$f":"CSU_data_summary[[#This Row],[Lighting]]*CSU_data_summary[[#This Row],[Area]]","v":2851853.6126677073},{"$f":"CSU_data_summary[[#This Row],[Equipment]]*CSU_data_summary[[#This Row],[Area]]","v":3520138.2900210721}]
[null,"Current-Fullerton-Business Administration","Current","Fullerton","Business Administration",196229,3.0411977270806885,7.3518559893889579,2.8495610750930687,1.5539655711960836,10.282661924666881,8.7337947790923618,33.813037066518042,6635098.450525769,{"$f":"CSU_data_summary[[#This Row],[Heating]]*CSU_data_summary[[#This Row],[Area]]","v":596771.18878731644},{"$f":"CSU_data_summary[[#This Row],[Cooling]]*CSU_data_summary[[#This Row],[Area]]","v":1442647.3489418058},{"$f":"CSU_data_summary[[#This Row],[Ventilation]]*CSU_data_summary[[#This Row],[Area]]","v":559166.52020443778},{"$f":"CSU_data_summary[[#This Row],[Water Heating]]*CSU_data_summary[[#This Row],[Area]]","v":304933.11007023626},{"$f":"CSU_data_summary[[#This Row],[Lighting]]*CSU_data_summary[[#This Row],[Area]]","v":2017756.4668154574},{"$f":"CSU_data_summary[[#This Row],[Equipment]]*CSU_data_summary[[#This Row],[Area]]","v":1713823.815706515}]
[null,"Current-Fullerton-Classroom","Current","Fullerton","Classroom",225250,8.2823844599211434,8.3120497627715881,4.5044723951366521,5.3918870398393697,10.31785610687673,7.4782719209895001,44.286921685534985,9975629.1096667554,{"$f":"CSU_data_summary[[#This Row],[Heating]]*CSU_data_summary[[#This Row],[Area]]","v":1865607.0995972375},{"$f":"CSU_data_summary[[#This Row],[Cooling]]*CSU_data_summary[[#This Row],[Area]]","v":1872289.2090643002},{"$f":"CSU_data_summary[[#This Row],[Ventilation]]*CSU_data_summary[[#This Row],[Area]]","v":1014632.4070045309},{"$f":"CSU_data_summary[[#This Row],[Water Heating]]*CSU_data_summary[[#This Row],[Area]]","v":1214522.555723818},{"$f":"CSU_data_summary[[#This Row],[Lighting]]*CSU_data_summary[[#This Row],[Area]]","v":2324097.0880739833},{"$f":"CSU_data_summary[[#This Row],[Equipment]]*CSU_data_summary[[#This Row],[Area]]","v":1684480.7502028849}]
[null,"Current-Fullerton-Humanities","Current","Fullerton","Humanities",147047,8.2823844599211434,8.3120497627715881,4.5044723951366521,5.3918870398393697,10.31785610687673,7.4782719209895001,44.286921685534985,6512258.9730928633,{"$f":"CSU_data_summary[[#This Row],[Heating]]*CSU_data_summary[[#This Row],[Area]]","v":1217899.7876780243},{"$f":"CSU_data_summary[[#This Row],[Cooling]]*CSU_data_summary[[#This Row],[Area]]","v":1222261.9814662738},{"$f":"CSU_data_summary[[#This Row],[Ventilation]]*CSU_data_summary[[#This Row],[Area]]","v":662369.15228765924},{"$f":"CSU_data_summary[[#This Row],[Water Heating]]*CSU_data_summary[[#This Row],[Area]]","v":792860.81354725978},{"$f":"CSU_data_summary[[#This Row],[Lighting]]*CSU_data_summary[[#This Row],[Area]]","v":1517209.7869479025},{"$f":"CSU_data_summary[[#This Row],[Equipment]]*CSU_data_summary[[#This Row],[Area]]","v":1099657.4511657429}]
[null,"Current-Fullerton-Library","Current","Fullerton","Library",414388,8.2823844599211434,8.3120497627715881,4.5044723951366521,5.3918870398393697,10.31785610687673,7.4782719209895001,44.286921685534985,18351968.90342547,{"$f":"CSU_data_summary[[#This Row],[Heating]]*CSU_data_summary[[#This Row],[Area]]","v":3432120.7315778029},{"$f":"CSU_data_summary[[#This Row],[Cooling]]*CSU_data_summary[[#This Row],[Area]]","v":3444413.6770953927},{"$f":"CSU_data_summary[[#This Row],[Ventilation]]*CSU_data_summary[[#This Row],[Area]]","v":1866599.3068758871},{"$f":"CSU_data_summary[[#This Row],[Water Heating]]*CSU_data_summary[[#This Row],[Area]]","v":2234333.2866649567},{"$f":"CSU_data_summary[[#This Row],[Lighting]]*CSU_data_summary[[#This Row],[Area]]","v":4275595.7564164344},{"$f":"CSU_data_summary[[#This Row],[Equipment]]*CSU_data_summary[[#This Row],[Area]]","v":3098906.1447949968}]
[null,"Current-Fullerton-Performing Arts","Current","Fullerton","Performing Arts",256727,8.2823844599211434,8.3120497627715881,4.5044723951366521,5.3918870398393697,10.31785610687673,7.4782719209895001,44.286921685534985,11369648.54356234,{"$f":"CSU_data_summary[[#This Row],[Heating]]*CSU_data_summary[[#This Row],[Area]]","v":2126311.7152421754},{"$f":"CSU_data_summary[[#This Row],[Cooling]]*CSU_data_summary[[#This Row],[Area]]","v":2133927.5994470613},{"$f":"CSU_data_summary[[#This Row],[Ventilation]]*CSU_data_summary[[#This Row],[Area]]","v":1156419.6845862472},{"$f":"CSU_data_summary[[#This Row],[Water Heating]]*CSU_data_summary[[#This Row],[Area]]","v":1384242.984076842},{"$f":"CSU_data_summary[[#This Row],[Lighting]]*CSU_data_summary[[#This Row],[Area]]","v":2648872.2447501426},{"$f":"CSU_data_summary[[#This Row],[Equipment]]*CSU_data_summary[[#This Row],[Area]]","v":1919874.3154598714}]
[null,"Current-Fullerton-Residence Hall","Current","Fullerton","Residence Hall",256563,1.3946439729228022,6.6770686615592734,4.1082923917267848,17.997883005292998,9.016664019285356,11.129569947614263,50.32412199840148,12911307.712275879,{"$f":"CSU_data_summary[[#This Row],[Heating]]*CSU_data_summary[[#This Row],[Area]]","v":357814.04162499291},{"$f":"CSU_data_summary[[#This Row],[Cooling]]*CSU_data_summary[[#This Row],[Area]]","v":1713088.7670156318},{"$f":"CSU_data_summary[[#This Row],[Ventilation]]*CSU_data_summary[[#This Row],[Area]]","v":1054035.820898599},{"$f":"CSU_data_summary[[#This Row],[Water Heating]]*CSU_data_summary[[#This Row],[Area]]","v":4617590.8574869875},{"$f":"CSU_data_summary[[#This Row],[Lighting]]*CSU_data_summary[[#This Row],[Area]]","v":2313342.3707799087},{"$f":"CSU_data_summary[[#This Row],[Equipment]]*CSU_data_summary[[#This Row],[Area]]","v":2855435.854469758}]
[null,"Current-Fullerton-Science","Current","Fullerton","Science",416487,6.1723633688150725,13.166439964381196,7.142858381515615,17.533979583108678,18.683536471121766,86.268134736333863,148.9673125052762,62042949.083384968,{"$f":"CSU_data_summary[[#This Row],[Heating]]*CSU_data_summary[[#This Row],[Area]]","v":2570709.102387683},{"$f":"CSU_data_summary[[#This Row],[Cooling]]*CSU_data_summary[[#This Row],[Area]]","v":5483651.0814452311},{"$f":"CSU_data_summary[[#This Row],[Ventilation]]*CSU_data_summary[[#This Row],[Area]]","v":2974907.6587422942},{"$f":"CSU_data_summary[[#This Row],[Water Heating]]*CSU_data_summary[[#This Row],[Area]]","v":7302674.5546301836},{"$f":"CSU_data_summary[[#This Row],[Lighting]]*CSU_data_summary[[#This Row],[Area]]","v":7781450.0542480908},{"$f":"CSU_data_summary[[#This Row],[Equipment]]*CSU_data_summary[[#This Row],[Area]]","v":35929556.631931484}]
[null,"Current-Fullerton-University Union","Current","Fullerton","University Union",166841,6.9966406893399569,8.9347634242268121,4.9925223871434712,5.9276347041013091,11.070075588374531,7.5843248624561204,45.505961655642203,7592260.148589001,{"$f":"CSU_data_summary[[#This Row],[Heating]]*CSU_data_summary[[#This Row],[Area]]","v":1167326.5292501678},{"$f":"CSU_data_summary[[#This Row],[Cooling]]*CSU_data_summary[[#This Row],[Area]]","v":1490684.8644614255},{"$f":"CSU_data_summary[[#This Row],[Ventilation]]*CSU_data_summary[[#This Row],[Area]]","v":832957.42759340385},{"$f":"CSU_data_summary[[#This Row],[Water Heating]]*CSU_data_summary[[#This Row],[Area]]","v":988972.50166696648},{"$f":"CSU_data_summary[[#This Row],[Lighting]]*CSU_data_summary[[#This Row],[Area]]","v":1846942.481239995},{"$f":"CSU_data_summary[[#This Row],[Equipment]]*CSU_data_summary[[#This Row],[Area]]","v":1265376.3443770416}]
[null,"Current-Humboldt-Apartments","Current","Humboldt","Apartments",106885,11.057656894132167,0.18410680255057019,2.592128954453977,16.742725697124524,7.7487565809064778,9.568806140361513,47.894181069529225,5119169.5436166311,{"$f":"CSU_data_summary[[#This Row],[Heating]]*CSU_data_summary[[#This Row],[Area]]","v":1181897.6571293166},{"$f":"CSU_data_summary[[#This Row],[Cooling]]*CSU_data_summary[[#This Row],[Area]]","v":19678.255590617693},{"$f":"CSU_data_summary[[#This Row],[Ventilation]]*CSU_data_summary[[#This Row],[Area]]","v":277059.7032968133},{"$f":"CSU_data_summary[[#This Row],[Water Heating]]*CSU_data_summary[[#This Row],[Area]]","v":1789546.2361371547},{"$f":"CSU_data_summary[[#This Row],[Lighting]]*CSU_data_summary[[#This Row],[Area]]","v":828225.84715018887},{"$f":"CSU_data_summary[[#This Row],[Equipment]]*CSU_data_summary[[#This Row],[Area]]","v":1022761.8443125404}]
[null,"Current-Humboldt-Classroom","Current","Humboldt","Classroom",67385,24.575324656372945,0.1181038232973786,3.6178048522367212,5.1997142825680207,8.9281394025636729,6.2158654807033997,48.654952497742137,3278613.9740603538,{"$f":"CSU_data_summary[[#This Row],[Heating]]*CSU_data_summary[[#This Row],[Area]]","v":1656008.2519696909},{"$f":"CSU_data_summary[[#This Row],[Cooling]]*CSU_data_summary[[#This Row],[Area]]","v":7958.4261328938574},{"$f":"CSU_data_summary[[#This Row],[Ventilation]]*CSU_data_summary[[#This Row],[Area]]","v":243785.77996797147},{"$f":"CSU_data_summary[[#This Row],[Water Heating]]*CSU_data_summary[[#This Row],[Area]]","v":350382.74693084607},{"$f":"CSU_data_summary[[#This Row],[Lighting]]*CSU_data_summary[[#This Row],[Area]]","v":601622.67364175315},{"$f":"CSU_data_summary[[#This Row],[Equipment]]*CSU_data_summary[[#This Row],[Area]]","v":418856.09541719861}]
[null,"Current-Humboldt-Food Service","Current","Humboldt","Food Service",54677,13.646009916039429,0.36627869916232852,9.0020770195053874,46.323586422517742,22.865492233847714,129.755451088716,221.9588953797886,12136046.522680702,{"$f":"CSU_data_summary[[#This Row],[Heating]]*CSU_data_summary[[#This Row],[Area]]","v":746122.88417928782},{"$f":"CSU_data_summary[[#This Row],[Cooling]]*CSU_data_summary[[#This Row],[Area]]","v":20027.020434098638},{"$f":"CSU_data_summary[[#This Row],[Ventilation]]*CSU_data_summary[[#This Row],[Area]]","v":492206.56519549608},{"$f":"CSU_data_summary[[#This Row],[Water Heating]]*CSU_data_summary[[#This Row],[Area]]","v":2532834.7348240027},{"$f":"CSU_data_summary[[#This Row],[Lighting]]*CSU_data_summary[[#This Row],[Area]]","v":1250216.5188700915},{"$f":"CSU_data_summary[[#This Row],[Equipment]]*CSU_data_summary[[#This Row],[Area]]","v":7094638.7991777249}]
[null,"Current-Humboldt-Humanities","Current","Humboldt","Humanities",92078,24.575324656372945,0.1181038232973786,3.6178048522367212,5.1997142825680207,8.9281394025636729,6.2158654807033997,48.654952497742137,4480050.7160871001,{"$f":"CSU_data_summary[[#This Row],[Heating]]*CSU_data_summary[[#This Row],[Area]]","v":2262846.7437095079},{"$f":"CSU_data_summary[[#This Row],[Cooling]]*CSU_data_summary[[#This Row],[Area]]","v":10874.763841576027},{"$f":"CSU_data_summary[[#This Row],[Ventilation]]*CSU_data_summary[[#This Row],[Area]]","v":333120.23518425284},{"$f":"CSU_data_summary[[#This Row],[Water Heating]]*CSU_data_summary[[#This Row],[Area]]","v":478779.29171029822},{"$f":"CSU_data_summary[[#This Row],[Lighting]]*CSU_data_summary[[#This Row],[Area]]","v":822085.21990925784},{"$f":"CSU_data_summary[[#This Row],[Equipment]]*CSU_data_summary[[#This Row],[Area]]","v":572344.46173220768}]
[null,"Current-Humboldt-Library","Current","Humboldt","Library",163809,24.575324656372945,0.1181038232973786,3.6178048522367212,5.1997142825680207,8.9281394025636729,6.2158654807033997,48.654952497742137,7970119.1137026418,{"$f":"CSU_data_summary[[#This Row],[Heating]]*CSU_data_summary[[#This Row],[Area]]","v":4025659.3566357959},{"$f":"CSU_data_summary[[#This Row],[Cooling]]*CSU_data_summary[[#This Row],[Area]]","v":19346.469190520293},{"$f":"CSU_data_summary[[#This Row],[Ventilation]]*CSU_data_summary[[#This Row],[Area]]","v":592628.99504004512},{"$f":"CSU_data_summary[[#This Row],[Water Heating]]*CSU_data_summary[[#This Row],[Area]]","v":851759.99691318488},{"$f":"CSU_data_summary[[#This Row],[Lighting]]*CSU_data_summary[[#This Row],[Area]]","v":1462509.5873945528},{"$f":"CSU_data_summary[[#This Row],[Equipment]]*CSU_data_summary[[#This Row],[Area]]","v":1018214.7085285432}]
[null,"Current-Humboldt-Residence Hall","Current","Humboldt","Residence Hall",350484,11.057656894132169,0.18410680255057024,2.5921289544539778,16.742725697124527,7.7487565809064796,9.568806140361513,47.894181069529239,16786144.157972887,{"$f":"CSU_data_summary[[#This Row],[Heating]]*CSU_data_summary[[#This Row],[Area]]","v":3875531.818883019},{"$f":"CSU_data_summary[[#This Row],[Cooling]]*CSU_data_summary[[#This Row],[Area]]","v":64526.488585134059},{"$f":"CSU_data_summary[[#This Row],[Ventilation]]*CSU_data_summary[[#This Row],[Area]]","v":908499.724472848},{"$f":"CSU_data_summary[[#This Row],[Water Heating]]*CSU_data_summary[[#This Row],[Area]]","v":5868057.4732309924},{"$f":"CSU_data_summary[[#This Row],[Lighting]]*CSU_data_summary[[#This Row],[Area]]","v":2715815.2015024265},{"$f":"CSU_data_summary[[#This Row],[Equipment]]*CSU_data_summary[[#This Row],[Area]]","v":3353713.4512984646}]
[null,"Current-Humboldt-Science","Current","Humboldt","Science",307965,28.11490649145928,0.28718745570647486,8.8067268669682282,25.957357126568485,23.096293501498575,77.397526539276669,163.65999798147772,50401551.278365783,{"$f":"CSU_data_summary[[#This Row],[Heating]]*CSU_data_summary[[#This Row],[Area]]","v":8658407.1776422579},{"$f":"CSU_data_summary[[#This Row],[Cooling]]*CSU_data_summary[[#This Row],[Area]]","v":88443.684796644535},{"$f":"CSU_data_summary[[#This Row],[Ventilation]]*CSU_data_summary[[#This Row],[Area]]","v":2712163.6395858703},{"$f":"CSU_data_summary[[#This Row],[Water Heating]]*CSU_data_summary[[#This Row],[Area]]","v":7993957.4874836635},{"$f":"CSU_data_summary[[#This Row],[Lighting]]*CSU_data_summary[[#This Row],[Area]]","v":7112850.0281890091},{"$f":"CSU_data_summary[[#This Row],[Equipment]]*CSU_data_summary[[#This Row],[Area]]","v":23835729.260668341}]
[null,"Current-Humboldt-Social Science","Current","Humboldt","Social Science",96458,24.575324656372945,0.1181038232973786,3.6178048522367212,5.1997142825680207,8.9281394025636729,6.2158654807033997,48.654952497742137,4693159.4080272112,{"$f":"CSU_data_summary[[#This Row],[Heating]]*CSU_data_summary[[#This Row],[Area]]","v":2370486.6657044217},{"$f":"CSU_data_summary[[#This Row],[Cooling]]*CSU_data_summary[[#This Row],[Area]]","v":11392.058587618545},{"$f":"CSU_data_summary[[#This Row],[Ventilation]]*CSU_data_summary[[#This Row],[Area]]","v":348966.22043704963},{"$f":"CSU_data_summary[[#This Row],[Water Heating]]*CSU_data_summary[[#This Row],[Area]]","v":501554.04026794614},{"$f":"CSU_data_summary[[#This Row],[Lighting]]*CSU_data_summary[[#This Row],[Area]]","v":861190.47049248673},{"$f":"CSU_data_summary[[#This Row],[Equipment]]*CSU_data_summary[[#This Row],[Area]]","v":599569.95253768854}]
[null,"Current-Humboldt-Theater Arts","Current","Humboldt","Theater Arts",60317,24.575324656372945,0.1181038232973786,3.6178048522367212,5.1997142825680207,8.9281394025636729,6.2158654807033997,48.654952497742137,2934720.7698063124,{"$f":"CSU_data_summary[[#This Row],[Heating]]*CSU_data_summary[[#This Row],[Area]]","v":1482309.8572984471},{"$f":"CSU_data_summary[[#This Row],[Cooling]]*CSU_data_summary[[#This Row],[Area]]","v":7123.6683098279855},{"$f":"CSU_data_summary[[#This Row],[Ventilation]]*CSU_data_summary[[#This Row],[Area]]","v":218215.13527236233},{"$f":"CSU_data_summary[[#This Row],[Water Heating]]*CSU_data_summary[[#This Row],[Area]]","v":313631.16638165532},{"$f":"CSU_data_summary[[#This Row],[Lighting]]*CSU_data_summary[[#This Row],[Area]]","v":538518.58434443304},{"$f":"CSU_data_summary[[#This Row],[Equipment]]*CSU_data_summary[[#This Row],[Area]]","v":374922.35819958698}]
[null,"Current-Humboldt-University Union","Current","Humboldt","University Union",63983,23.154589124782259,0.18982110409991754,2.9610337039897767,4.5635888689036666,8.1783941505029301,6.0996001414997636,45.147027093778313,2888642.2345412178,{"$f":"CSU_data_summary[[#This Row],[Heating]]*CSU_data_summary[[#This Row],[Area]]","v":1481500.0759709433},{"$f":"CSU_data_summary[[#This Row],[Cooling]]*CSU_data_summary[[#This Row],[Area]]","v":12145.323703625023},{"$f":"CSU_data_summary[[#This Row],[Ventilation]]*CSU_data_summary[[#This Row],[Area]]","v":189455.81948237788},{"$f":"CSU_data_summary[[#This Row],[Water Heating]]*CSU_data_summary[[#This Row],[Area]]","v":291992.10659906332},{"$f":"CSU_data_summary[[#This Row],[Lighting]]*CSU_data_summary[[#This Row],[Area]]","v":523278.19293162896},{"$f":"CSU_data_summary[[#This Row],[Equipment]]*CSU_data_summary[[#This Row],[Area]]","v":390270.7158535794}]
[null,"Current-Long Beach-Administration","Current","Long Beach","Administration",176936,8.0453520952038406,11.958190417196358,7.2170130182841783,2.4543140578213549,14.444874825984803,15.684773664710276,59.804518079200811,10581572.210861474,{"$f":"CSU_data_summary[[#This Row],[Heating]]*CSU_data_summary[[#This Row],[Area]]","v":1423512.4183169866},{"$f":"CSU_data_summary[[#This Row],[Cooling]]*CSU_data_summary[[#This Row],[Area]]","v":2115834.3796570548},{"$f":"CSU_data_summary[[#This Row],[Ventilation]]*CSU_data_summary[[#This Row],[Area]]","v":1276949.4154031293},{"$f":"CSU_data_summary[[#This Row],[Water Heating]]*CSU_data_summary[[#This Row],[Area]]","v":434256.51213467924},{"$f":"CSU_data_summary[[#This Row],[Lighting]]*CSU_data_summary[[#This Row],[Area]]","v":2555818.3722104472},{"$f":"CSU_data_summary[[#This Row],[Equipment]]*CSU_data_summary[[#This Row],[Area]]","v":2775201.1131391772}]
[null,"Current-Long Beach-Engineering","Current","Long Beach","Engineering",254299,11.985135115621391,9.6402723852830405,5.9860637229725544,7.4876705565318593,13.955688405495039,10.09745641017027,59.152286596074148,15042367.32909506,{"$f":"CSU_data_summary[[#This Row],[Heating]]*CSU_data_summary[[#This Row],[Area]]","v":3047807.874767404},{"$f":"CSU_data_summary[[#This Row],[Cooling]]*CSU_data_summary[[#This Row],[Area]]","v":2451511.6273050918},{"$f":"CSU_data_summary[[#This Row],[Ventilation]]*CSU_data_summary[[#This Row],[Area]]","v":1522250.0186881977},{"$f":"CSU_data_summary[[#This Row],[Water Heating]]*CSU_data_summary[[#This Row],[Area]]","v":1904107.1348554953},{"$f":"CSU_data_summary[[#This Row],[Lighting]]*CSU_data_summary[[#This Row],[Area]]","v":3548917.6058289828},{"$f":"CSU_data_summary[[#This Row],[Equipment]]*CSU_data_summary[[#This Row],[Area]]","v":2567773.0676498897}]
[null,"Current-Long Beach-Industrial Arts","Current","Long Beach","Industrial Arts",136211,11.985135115621391,9.6402723852830405,5.9860637229725544,7.4876705565318593,13.955688405495039,10.09745641017027,59.152286596074148,8057192.1095378557,{"$f":"CSU_data_summary[[#This Row],[Heating]]*CSU_data_summary[[#This Row],[Area]]","v":1632507.2392339052},{"$f":"CSU_data_summary[[#This Row],[Cooling]]*CSU_data_summary[[#This Row],[Area]]","v":1313111.1418717883},{"$f":"CSU_data_summary[[#This Row],[Ventilation]]*CSU_data_summary[[#This Row],[Area]]","v":815367.72576981457},{"$f":"CSU_data_summary[[#This Row],[Water Heating]]*CSU_data_summary[[#This Row],[Area]]","v":1019903.0941757611},{"$f":"CSU_data_summary[[#This Row],[Lighting]]*CSU_data_summary[[#This Row],[Area]]","v":1900918.2734008848},{"$f":"CSU_data_summary[[#This Row],[Equipment]]*CSU_data_summary[[#This Row],[Area]]","v":1375384.6350857026}]
[null,"Current-Long Beach-Liberal Arts","Current","Long Beach","Liberal Arts",147057,11.985135115621391,9.6402723852830405,5.9860637229725544,7.4876705565318593,13.955688405495039,10.09745641017027,59.152286596074148,8698757.8099588752,{"$f":"CSU_data_summary[[#This Row],[Heating]]*CSU_data_summary[[#This Row],[Area]]","v":1762498.014697935},{"$f":"CSU_data_summary[[#This Row],[Cooling]]*CSU_data_summary[[#This Row],[Area]]","v":1417669.536162568},{"$f":"CSU_data_summary[[#This Row],[Ventilation]]*CSU_data_summary[[#This Row],[Area]]","v":880292.57290917495},{"$f":"CSU_data_summary[[#This Row],[Water Heating]]*CSU_data_summary[[#This Row],[Area]]","v":1101114.3690319057},{"$f":"CSU_data_summary[[#This Row],[Lighting]]*CSU_data_summary[[#This Row],[Area]]","v":2052281.669846884},{"$f":"CSU_data_summary[[#This Row],[Equipment]]*CSU_data_summary[[#This Row],[Area]]","v":1484901.6473104095}]
[null,"Current-Long Beach-Library","Current","Long Beach","Library",406020,11.985135115621391,9.6402723852830405,5.9860637229725544,7.4876705565318593,13.955688405495039,10.09745641017027,59.152286596074148,24017011.403738026,{"$f":"CSU_data_summary[[#This Row],[Heating]]*CSU_data_summary[[#This Row],[Area]]","v":4866204.5596445976},{"$f":"CSU_data_summary[[#This Row],[Cooling]]*CSU_data_summary[[#This Row],[Area]]","v":3914143.3938726201},{"$f":"CSU_data_summary[[#This Row],[Ventilation]]*CSU_data_summary[[#This Row],[Area]]","v":2430461.5928013166},{"$f":"CSU_data_summary[[#This Row],[Water Heating]]*CSU_data_summary[[#This Row],[Area]]","v":3040143.9993630657},{"$f":"CSU_data_summary[[#This Row],[Lighting]]*CSU_data_summary[[#This Row],[Area]]","v":5666288.6063990956},{"$f":"CSU_data_summary[[#This Row],[Equipment]]*CSU_data_summary[[#This Row],[Area]]","v":4099769.2516573332}]
[null,"Current-Long Beach-Recreation Center","Current","Long Beach","Recreation Center",109727,11.985135115621391,9.6402723852830405,5.9860637229725544,7.4876705565318593,13.955688405495039,10.09745641017027,59.152286596074148,6490602.9513274282,{"$f":"CSU_data_summary[[#This Row],[Heating]]*CSU_data_summary[[#This Row],[Area]]","v":1315092.9208317883},{"$f":"CSU_data_summary[[#This Row],[Cooling]]*CSU_data_summary[[#This Row],[Area]]","v":1057798.1680199523},{"$f":"CSU_data_summary[[#This Row],[Ventilation]]*CSU_data_summary[[#This Row],[Area]]","v":656832.81413060951},{"$f":"CSU_data_summary[[#This Row],[Water Heating]]*CSU_data_summary[[#This Row],[Area]]","v":821599.62715657137},{"$f":"CSU_data_summary[[#This Row],[Lighting]]*CSU_data_summary[[#This Row],[Area]]","v":1531315.8216697541},{"$f":"CSU_data_summary[[#This Row],[Equipment]]*CSU_data_summary[[#This Row],[Area]]","v":1107963.5995187534}]
[null,"Current-Long Beach-Residence Hall","Current","Long Beach","Residence Hall",570771,2.3674191997173075,7.2831213542285402,5.0841548728193029,25.679692516151125,11.864489336551864,14.991420850990057,67.270298130458201,38395935.334219761,{"$f":"CSU_data_summary[[#This Row],[Heating]]*CSU_data_summary[[#This Row],[Area]]","v":1351254.2240418473},{"$f":"CSU_data_summary[[#This Row],[Cooling]]*CSU_data_summary[[#This Row],[Area]]","v":4156994.4584743781},{"$f":"CSU_data_summary[[#This Row],[Ventilation]]*CSU_data_summary[[#This Row],[Area]]","v":2901888.1609139461},{"$f":"CSU_data_summary[[#This Row],[Water Heating]]*CSU_data_summary[[#This Row],[Area]]","v":14657223.777136093},{"$f":"CSU_data_summary[[#This Row],[Lighting]]*CSU_data_summary[[#This Row],[Area]]","v":6771906.4431130439},{"$f":"CSU_data_summary[[#This Row],[Equipment]]*CSU_data_summary[[#This Row],[Area]]","v":8556668.270540446}]
[null,"Current-Long Beach-Science","Current","Long Beach","Science",450044,8.7343245389772246,14.932751054727349,9.2823884085488437,23.810950420538465,24.820962589539089,117.38836004295732,198.96973705528831,89545136.343310177,{"$f":"CSU_data_summary[[#This Row],[Heating]]*CSU_data_summary[[#This Row],[Area]]","v":3930830.352819466},{"$f":"CSU_data_summary[[#This Row],[Cooling]]*CSU_data_summary[[#This Row],[Area]]","v":6720395.0156737156},{"$f":"CSU_data_summary[[#This Row],[Ventilation]]*CSU_data_summary[[#This Row],[Area]]","v":4177483.2089369558},{"$f":"CSU_data_summary[[#This Row],[Water Heating]]*CSU_data_summary[[#This Row],[Area]]","v":10715975.371060813},{"$f":"CSU_data_summary[[#This Row],[Lighting]]*CSU_data_summary[[#This Row],[Area]]","v":11170525.28764653},{"$f":"CSU_data_summary[[#This Row],[Equipment]]*CSU_data_summary[[#This Row],[Area]]","v":52829927.107172683}]
[null,"Current-Long Beach-Theater Arts","Current","Long Beach","Theater Arts",224895,11.985135115621391,9.6402723852830405,5.9860637229725544,7.4876705565318593,13.955688405495039,10.09745641017027,59.152286596074148,13303053.494024096,{"$f":"CSU_data_summary[[#This Row],[Heating]]*CSU_data_summary[[#This Row],[Area]]","v":2695396.9618276726},{"$f":"CSU_data_summary[[#This Row],[Cooling]]*CSU_data_summary[[#This Row],[Area]]","v":2168049.0580882295},{"$f":"CSU_data_summary[[#This Row],[Ventilation]]*CSU_data_summary[[#This Row],[Area]]","v":1346235.8009779127},{"$f":"CSU_data_summary[[#This Row],[Water Heating]]*CSU_data_summary[[#This Row],[Area]]","v":1683939.6698112325},{"$f":"CSU_data_summary[[#This Row],[Lighting]]*CSU_data_summary[[#This Row],[Area]]","v":3138564.5439538066},{"$f":"CSU_data_summary[[#This Row],[Equipment]]*CSU_data_summary[[#This Row],[Area]]","v":2270867.4593652431}]
[null,"Current-Long Beach-University Union","Current","Long Beach","University Union",161300,10.712932213739647,10.433289339860847,6.466913463043495,8.2707635023117341,14.844379347369753,10.219221593282171,60.947499459607641,9830831.6628347132,{"$f":"CSU_data_summary[[#This Row],[Heating]]*CSU_data_summary[[#This Row],[Area]]","v":1727995.966076205},{"$f":"CSU_data_summary[[#This Row],[Cooling]]*CSU_data_summary[[#This Row],[Area]]","v":1682889.5705195547},{"$f":"CSU_data_summary[[#This Row],[Ventilation]]*CSU_data_summary[[#This Row],[Area]]","v":1043113.1415889157},{"$f":"CSU_data_summary[[#This Row],[Water Heating]]*CSU_data_summary[[#This Row],[Area]]","v":1334074.1529228827},{"$f":"CSU_data_summary[[#This Row],[Lighting]]*CSU_data_summary[[#This Row],[Area]]","v":2394398.3887307411},{"$f":"CSU_data_summary[[#This Row],[Equipment]]*CSU_data_summary[[#This Row],[Area]]","v":1648360.4429964141}]
[null,"Current-Los Angeles-Administration","Current","Los Angeles","Administration",134893,4.836442865757685,9.0283302383982349,4.6458304044653707,1.502109980601563,8.9725980189224543,9.866566619630559,38.851878127775869,5240846.3962900704,{"$f":"CSU_data_summary[[#This Row],[Heating]]*CSU_data_summary[[#This Row],[Area]]","v":652402.28749065136},{"$f":"CSU_data_summary[[#This Row],[Cooling]]*CSU_data_summary[[#This Row],[Area]]","v":1217858.5508482531},{"$f":"CSU_data_summary[[#This Row],[Ventilation]]*CSU_data_summary[[#This Row],[Area]]","v":626690.00074954727},{"$f":"CSU_data_summary[[#This Row],[Water Heating]]*CSU_data_summary[[#This Row],[Area]]","v":202624.12161328664},{"$f":"CSU_data_summary[[#This Row],[Lighting]]*CSU_data_summary[[#This Row],[Area]]","v":1210340.6645665066},{"$f":"CSU_data_summary[[#This Row],[Equipment]]*CSU_data_summary[[#This Row],[Area]]","v":1330930.771021825}]
[null,"Current-Los Angeles-Business Administration","Current","Los Angeles","Business Administration",176883,2.8358989355361088,6.8978274991450963,2.4059748869065527,1.2920818221472437,8.5985605902323545,7.4726685751463391,29.503012309113696,5218581.326272958,{"$f":"CSU_data_summary[[#This Row],[Heating]]*CSU_data_summary[[#This Row],[Area]]","v":501622.31141443353},{"$f":"CSU_data_summary[[#This Row],[Cooling]]*CSU_data_summary[[#This Row],[Area]]","v":1220108.4215312821},{"$f":"CSU_data_summary[[#This Row],[Ventilation]]*CSU_data_summary[[#This Row],[Area]]","v":425576.05592069175},{"$f":"CSU_data_summary[[#This Row],[Water Heating]]*CSU_data_summary[[#This Row],[Area]]","v":228547.30894687091},{"$f":"CSU_data_summary[[#This Row],[Lighting]]*CSU_data_summary[[#This Row],[Area]]","v":1520939.1928820696},{"$f":"CSU_data_summary[[#This Row],[Equipment]]*CSU_data_summary[[#This Row],[Area]]","v":1321788.0355776099}]
[null,"Current-Los Angeles-Classroom","Current","Los Angeles","Classroom",302284,7.0008871950457499,8.3016522131396897,3.8300370647413371,4.5272824561081801,8.668324692055819,6.4772530916647648,38.805436712755537,11730262.631278595,{"$f":"CSU_data_summary[[#This Row],[Heating]]*CSU_data_summary[[#This Row],[Area]]","v":2116256.1848672093},{"$f":"CSU_data_summary[[#This Row],[Cooling]]*CSU_data_summary[[#This Row],[Area]]","v":2509456.637596718},{"$f":"CSU_data_summary[[#This Row],[Ventilation]]*CSU_data_summary[[#This Row],[Area]]","v":1157758.9240782703},{"$f":"CSU_data_summary[[#This Row],[Water Heating]]*CSU_data_summary[[#This Row],[Area]]","v":1368525.0499622051},{"$f":"CSU_data_summary[[#This Row],[Lighting]]*CSU_data_summary[[#This Row],[Area]]","v":2620295.8612134014},{"$f":"CSU_data_summary[[#This Row],[Equipment]]*CSU_data_summary[[#This Row],[Area]]","v":1957969.9735607917}]
[null,"Current-Los Angeles-Engineering","Current","Los Angeles","Engineering",201702,7.0008871950457499,8.3016522131396897,3.8300370647413371,4.5272824561081801,8.668324692055819,6.4772530916647648,38.805436712755537,7827134.1958362171,{"$f":"CSU_data_summary[[#This Row],[Heating]]*CSU_data_summary[[#This Row],[Area]]","v":1412092.9490151179},{"$f":"CSU_data_summary[[#This Row],[Cooling]]*CSU_data_summary[[#This Row],[Area]]","v":1674459.8546947017},{"$f":"CSU_data_summary[[#This Row],[Ventilation]]*CSU_data_summary[[#This Row],[Area]]","v":772526.13603245723},{"$f":"CSU_data_summary[[#This Row],[Water Heating]]*CSU_data_summary[[#This Row],[Area]]","v":913161.92596193217},{"$f":"CSU_data_summary[[#This Row],[Lighting]]*CSU_data_summary[[#This Row],[Area]]","v":1748418.4270370428},{"$f":"CSU_data_summary[[#This Row],[Equipment]]*CSU_data_summary[[#This Row],[Area]]","v":1306474.9030949664}]
[null,"Current-Los Angeles-Food Service","Current","Los Angeles","Food Service",115822,1.9769438755239852,13.093238620573983,4.8465802221893046,20.511391664079383,13.117804117161491,123.48045762724161,177.02641612676976,20503553.568634726,{"$f":"CSU_data_summary[[#This Row],[Heating]]*CSU_data_summary[[#This Row],[Area]]","v":228973.59355093903},{"$f":"CSU_data_summary[[#This Row],[Cooling]]*CSU_data_summary[[#This Row],[Area]]","v":1516485.0835121199},{"$f":"CSU_data_summary[[#This Row],[Ventilation]]*CSU_data_summary[[#This Row],[Area]]","v":561340.61449440964},{"$f":"CSU_data_summary[[#This Row],[Water Heating]]*CSU_data_summary[[#This Row],[Area]]","v":2375670.4053170024},{"$f":"CSU_data_summary[[#This Row],[Lighting]]*CSU_data_summary[[#This Row],[Area]]","v":1519330.3084578782},{"$f":"CSU_data_summary[[#This Row],[Equipment]]*CSU_data_summary[[#This Row],[Area]]","v":14301753.563302377}]
[null,"Current-Los Angeles-Library","Current","Los Angeles","Library",347287,7.0008871950457499,8.3016522131396897,3.8300370647413371,4.5272824561081801,8.668324692055819,6.4772530916647648,38.805436712755537,13476623.699662732,{"$f":"CSU_data_summary[[#This Row],[Heating]]*CSU_data_summary[[#This Row],[Area]]","v":2431317.1113058534},{"$f":"CSU_data_summary[[#This Row],[Cooling]]*CSU_data_summary[[#This Row],[Area]]","v":2883055.8921446432},{"$f":"CSU_data_summary[[#This Row],[Ventilation]]*CSU_data_summary[[#This Row],[Area]]","v":1330122.0821028247},{"$f":"CSU_data_summary[[#This Row],[Water Heating]]*CSU_data_summary[[#This Row],[Area]]","v":1572266.3423344416},{"$f":"CSU_data_summary[[#This Row],[Lighting]]*CSU_data_summary[[#This Row],[Area]]","v":3010396.4773299894},{"$f":"CSU_data_summary[[#This Row],[Equipment]]*CSU_data_summary[[#This Row],[Area]]","v":2249465.794444981}]
[null,"Current-Los Angeles-Music","Current","Los Angeles","Music",79100,7.0008871950457499,8.3016522131396897,3.8300370647413371,4.5272824561081801,8.668324692055819,6.4772530916647648,38.805436712755537,3069510.043978963,{"$f":"CSU_data_summary[[#This Row],[Heating]]*CSU_data_summary[[#This Row],[Area]]","v":553770.17712811881},{"$f":"CSU_data_summary[[#This Row],[Cooling]]*CSU_data_summary[[#This Row],[Area]]","v":656660.69005934941},{"$f":"CSU_data_summary[[#This Row],[Ventilation]]*CSU_data_summary[[#This Row],[Area]]","v":302955.93182103976},{"$f":"CSU_data_summary[[#This Row],[Water Heating]]*CSU_data_summary[[#This Row],[Area]]","v":358108.04227815702},{"$f":"CSU_data_summary[[#This Row],[Lighting]]*CSU_data_summary[[#This Row],[Area]]","v":685664.48314161529},{"$f":"CSU_data_summary[[#This Row],[Equipment]]*CSU_data_summary[[#This Row],[Area]]","v":512350.71955068287}]
[null,"Current-Los Angeles-Residence Hall","Current","Los Angeles","Residence Hall",216498,1.8919289062187572,6.7220317908371925,3.5702134858654366,15.098963957158745,7.5859300362103488,9.5453485768411905,44.414416753131668,9615632.3982194997,{"$f":"CSU_data_summary[[#This Row],[Heating]]*CSU_data_summary[[#This Row],[Area]]","v":409598.82433854847},{"$f":"CSU_data_summary[[#This Row],[Cooling]]*CSU_data_summary[[#This Row],[Area]]","v":1455306.4386526705},{"$f":"CSU_data_summary[[#This Row],[Ventilation]]*CSU_data_summary[[#This Row],[Area]]","v":772944.07926289528},{"$f":"CSU_data_summary[[#This Row],[Water Heating]]*CSU_data_summary[[#This Row],[Area]]","v":3268895.4987969538},{"$f":"CSU_data_summary[[#This Row],[Lighting]]*CSU_data_summary[[#This Row],[Area]]","v":1642338.6809794682},{"$f":"CSU_data_summary[[#This Row],[Equipment]]*CSU_data_summary[[#This Row],[Area]]","v":2066548.8761889641}]
[null,"Current-Los Angeles-Science","Current","Los Angeles","Science",753981,5.3913627181527009,13.588581890588584,6.2759642181097339,15.21341366986616,16.118814172007845,73.941179835584663,130.52931650430969,98416624.587235928,{"$f":"CSU_data_summary[[#This Row],[Heating]]*CSU_data_summary[[#This Row],[Area]]","v":4064985.0535954917},{"$f":"CSU_data_summary[[#This Row],[Cooling]]*CSU_data_summary[[#This Row],[Area]]","v":10245532.56244787},{"$f":"CSU_data_summary[[#This Row],[Ventilation]]*CSU_data_summary[[#This Row],[Area]]","v":4731957.7771345954},{"$f":"CSU_data_summary[[#This Row],[Water Heating]]*CSU_data_summary[[#This Row],[Area]]","v":11470624.852219356},{"$f":"CSU_data_summary[[#This Row],[Lighting]]*CSU_data_summary[[#This Row],[Area]]","v":12153279.628224647},{"$f":"CSU_data_summary[[#This Row],[Equipment]]*CSU_data_summary[[#This Row],[Area]]","v":55750244.713613957}]
[null,"Current-Los Angeles-University Union","Current","Los Angeles","University Union",93138,6.6758771739471161,8.5849601851585469,4.1799418494433738,4.8586238731925695,9.1343699848963311,6.5021598737153123,39.935932940353254,3719552.9221986216,{"$f":"CSU_data_summary[[#This Row],[Heating]]*CSU_data_summary[[#This Row],[Area]]","v":621777.84822708648},{"$f":"CSU_data_summary[[#This Row],[Cooling]]*CSU_data_summary[[#This Row],[Area]]","v":799586.02172529674},{"$f":"CSU_data_summary[[#This Row],[Ventilation]]*CSU_data_summary[[#This Row],[Area]]","v":389311.42397345696},{"$f":"CSU_data_summary[[#This Row],[Water Heating]]*CSU_data_summary[[#This Row],[Area]]","v":452522.51030140952},{"$f":"CSU_data_summary[[#This Row],[Lighting]]*CSU_data_summary[[#This Row],[Area]]","v":850756.95165327447},{"$f":"CSU_data_summary[[#This Row],[Equipment]]*CSU_data_summary[[#This Row],[Area]]","v":605598.1663180968}]
[null,"Current-Maritime Academy-Administration","Current","Maritime Academy","Administration",8800,20.137995544741806,4.9115395237436275,9.5262025582334751,3.5253028094270729,20.173337702566311,20.287274526513137,78.561652665225438,691342.54345398385,{"$f":"CSU_data_summary[[#This Row],[Heating]]*CSU_data_summary[[#This Row],[Area]]","v":177214.36079372789},{"$f":"CSU_data_summary[[#This Row],[Cooling]]*CSU_data_summary[[#This Row],[Area]]","v":43221.54780894392},{"$f":"CSU_data_summary[[#This Row],[Ventilation]]*CSU_data_summary[[#This Row],[Area]]","v":83830.582512454581},{"$f":"CSU_data_summary[[#This Row],[Water Heating]]*CSU_data_summary[[#This Row],[Area]]","v":31022.664722958241},{"$f":"CSU_data_summary[[#This Row],[Lighting]]*CSU_data_summary[[#This Row],[Area]]","v":177525.37178258353},{"$f":"CSU_data_summary[[#This Row],[Equipment]]*CSU_data_summary[[#This Row],[Area]]","v":178528.01583331561}]
[null,"Current-Maritime Academy-Apartments","Current","Maritime Academy","Apartments",131906,9.3616726100955994,2.9224835637247701,5.9773727873807347,35.195348530467868,16.203008904719074,19.734194348388158,89.394080744776204,11791615.614720451,{"$f":"CSU_data_summary[[#This Row],[Heating]]*CSU_data_summary[[#This Row],[Area]]","v":1234860.7873072701},{"$f":"CSU_data_summary[[#This Row],[Cooling]]*CSU_data_summary[[#This Row],[Area]]","v":385493.11695667956},{"$f":"CSU_data_summary[[#This Row],[Ventilation]]*CSU_data_summary[[#This Row],[Area]]","v":788451.33489224315},{"$f":"CSU_data_summary[[#This Row],[Water Heating]]*CSU_data_summary[[#This Row],[Area]]","v":4642477.643259895},{"$f":"CSU_data_summary[[#This Row],[Lighting]]*CSU_data_summary[[#This Row],[Area]]","v":2137274.0925858743},{"$f":"CSU_data_summary[[#This Row],[Equipment]]*CSU_data_summary[[#This Row],[Area]]","v":2603058.6397184883}]
[null,"Current-Maritime Academy-Classroom","Current","Maritime Academy","Classroom",31668,29.195333413621373,3.5418443694099109,7.9772878580398059,10.746886632106147,19.05524099712753,12.843886521979831,83.360479792284593,2639859.6740620686,{"$f":"CSU_data_summary[[#This Row],[Heating]]*CSU_data_summary[[#This Row],[Area]]","v":924557.81854256161},{"$f":"CSU_data_summary[[#This Row],[Cooling]]*CSU_data_summary[[#This Row],[Area]]","v":112163.12749047305},{"$f":"CSU_data_summary[[#This Row],[Ventilation]]*CSU_data_summary[[#This Row],[Area]]","v":252624.75188840457},{"$f":"CSU_data_summary[[#This Row],[Water Heating]]*CSU_data_summary[[#This Row],[Area]]","v":340332.40586553747},{"$f":"CSU_data_summary[[#This Row],[Lighting]]*CSU_data_summary[[#This Row],[Area]]","v":603441.37189703458},{"$f":"CSU_data_summary[[#This Row],[Equipment]]*CSU_data_summary[[#This Row],[Area]]","v":406740.19837805728}]
[null,"Current-Maritime Academy-Education","Current","Maritime Academy","Education",20551,29.195333413621373,3.5418443694099109,7.9772878580398059,10.746886632106147,19.05524099712753,12.843886521979831,83.360479792284593,1713141.2202112407,{"$f":"CSU_data_summary[[#This Row],[Heating]]*CSU_data_summary[[#This Row],[Area]]","v":599993.29698333284},{"$f":"CSU_data_summary[[#This Row],[Cooling]]*CSU_data_summary[[#This Row],[Area]]","v":72788.443635743082},{"$f":"CSU_data_summary[[#This Row],[Ventilation]]*CSU_data_summary[[#This Row],[Area]]","v":163941.24277057606},{"$f":"CSU_data_summary[[#This Row],[Water Heating]]*CSU_data_summary[[#This Row],[Area]]","v":220859.26717641341},{"$f":"CSU_data_summary[[#This Row],[Lighting]]*CSU_data_summary[[#This Row],[Area]]","v":391604.2577319679},{"$f":"CSU_data_summary[[#This Row],[Equipment]]*CSU_data_summary[[#This Row],[Area]]","v":263954.71191320749}]
[null,"Current-Maritime Academy-Engineering","Current","Maritime Academy","Engineering",50153,29.195333413621373,3.5418443694099109,7.9772878580398059,10.746886632106147,19.05524099712753,12.843886521979831,83.360479792284593,4180778.1430224492,{"$f":"CSU_data_summary[[#This Row],[Heating]]*CSU_data_summary[[#This Row],[Area]]","v":1464233.5566933528},{"$f":"CSU_data_summary[[#This Row],[Cooling]]*CSU_data_summary[[#This Row],[Area]]","v":177634.12065901526},{"$f":"CSU_data_summary[[#This Row],[Ventilation]]*CSU_data_summary[[#This Row],[Area]]","v":400084.91794427036},{"$f":"CSU_data_summary[[#This Row],[Water Heating]]*CSU_data_summary[[#This Row],[Area]]","v":538988.60526001954},{"$f":"CSU_data_summary[[#This Row],[Lighting]]*CSU_data_summary[[#This Row],[Area]]","v":955677.50172893703},{"$f":"CSU_data_summary[[#This Row],[Equipment]]*CSU_data_summary[[#This Row],[Area]]","v":644159.44073685445}]
[null,"Current-Maritime Academy-Faculty Office","Current","Maritime Academy","Faculty Office",9908,12.178884247647584,3.8703399311411273,5.088316583848469,3.1276005900604433,19.739281484086174,15.653063938596132,59.65748677537993,591086.37897046434,{"$f":"CSU_data_summary[[#This Row],[Heating]]*CSU_data_summary[[#This Row],[Area]]","v":120668.38512569226},{"$f":"CSU_data_summary[[#This Row],[Cooling]]*CSU_data_summary[[#This Row],[Area]]","v":38347.328037746287},{"$f":"CSU_data_summary[[#This Row],[Ventilation]]*CSU_data_summary[[#This Row],[Area]]","v":50415.040712770628},{"$f":"CSU_data_summary[[#This Row],[Water Heating]]*CSU_data_summary[[#This Row],[Area]]","v":30988.266646318873},{"$f":"CSU_data_summary[[#This Row],[Lighting]]*CSU_data_summary[[#This Row],[Area]]","v":195576.80094432581},{"$f":"CSU_data_summary[[#This Row],[Equipment]]*CSU_data_summary[[#This Row],[Area]]","v":155090.55750361047}]
[null,"Current-Maritime Academy-Food Service","Current","Maritime Academy","Food Service",35829,9.655732801379191,6.5424823778225738,11.822742545493993,57.025715625021668,32.306749345066201,262.92852319517061,380.28194588995427,13625121.839291172,{"$f":"CSU_data_summary[[#This Row],[Heating]]*CSU_data_summary[[#This Row],[Area]]","v":345955.25054061506},{"$f":"CSU_data_summary[[#This Row],[Cooling]]*CSU_data_summary[[#This Row],[Area]]","v":234410.601115005},{"$f":"CSU_data_summary[[#This Row],[Ventilation]]*CSU_data_summary[[#This Row],[Area]]","v":423597.04266250425},{"$f":"CSU_data_summary[[#This Row],[Water Heating]]*CSU_data_summary[[#This Row],[Area]]","v":2043174.3651289013},{"$f":"CSU_data_summary[[#This Row],[Lighting]]*CSU_data_summary[[#This Row],[Area]]","v":1157518.5222843769},{"$f":"CSU_data_summary[[#This Row],[Equipment]]*CSU_data_summary[[#This Row],[Area]]","v":9420466.0575597677}]
[null,"Current-Maritime Academy-Library","Current","Maritime Academy","Library",10200,29.195333413621373,3.5418443694099109,7.9772878580398059,10.746886632106147,19.05524099712753,12.843886521979831,83.360479792284593,850276.89388130291,{"$f":"CSU_data_summary[[#This Row],[Heating]]*CSU_data_summary[[#This Row],[Area]]","v":297792.40081893798},{"$f":"CSU_data_summary[[#This Row],[Cooling]]*CSU_data_summary[[#This Row],[Area]]","v":36126.812567981091},{"$f":"CSU_data_summary[[#This Row],[Ventilation]]*CSU_data_summary[[#This Row],[Area]]","v":81368.336152006013},{"$f":"CSU_data_summary[[#This Row],[Water Heating]]*CSU_data_summary[[#This Row],[Area]]","v":109618.2436474827},{"$f":"CSU_data_summary[[#This Row],[Lighting]]*CSU_data_summary[[#This Row],[Area]]","v":194363.45817070082},{"$f":"CSU_data_summary[[#This Row],[Equipment]]*CSU_data_summary[[#This Row],[Area]]","v":131007.64252419428}]
[null,"Current-Maritime Academy-Little Theater","Current","Maritime Academy","Little Theater",15000,29.195333413621373,3.5418443694099109,7.9772878580398059,10.746886632106147,19.05524099712753,12.843886521979831,83.360479792284593,1250407.1968842689,{"$f":"CSU_data_summary[[#This Row],[Heating]]*CSU_data_summary[[#This Row],[Area]]","v":437930.00120432058},{"$f":"CSU_data_summary[[#This Row],[Cooling]]*CSU_data_summary[[#This Row],[Area]]","v":53127.665541148664},{"$f":"CSU_data_summary[[#This Row],[Ventilation]]*CSU_data_summary[[#This Row],[Area]]","v":119659.31787059709},{"$f":"CSU_data_summary[[#This Row],[Water Heating]]*CSU_data_summary[[#This Row],[Area]]","v":161203.2994815922},{"$f":"CSU_data_summary[[#This Row],[Lighting]]*CSU_data_summary[[#This Row],[Area]]","v":285828.61495691293},{"$f":"CSU_data_summary[[#This Row],[Equipment]]*CSU_data_summary[[#This Row],[Area]]","v":192658.29782969746}]
[null,"Current-Maritime Academy-Residence Hall","Current","Maritime Academy","Residence Hall",28892,9.3616726100955994,2.9224835637247701,5.9773727873807347,35.195348530467868,16.203008904719074,19.734194348388158,89.394080744776204,2582773.780878074,{"$f":"CSU_data_summary[[#This Row],[Heating]]*CSU_data_summary[[#This Row],[Area]]","v":270477.44505088206},{"$f":"CSU_data_summary[[#This Row],[Cooling]]*CSU_data_summary[[#This Row],[Area]]","v":84436.395123136055},{"$f":"CSU_data_summary[[#This Row],[Ventilation]]*CSU_data_summary[[#This Row],[Area]]","v":172698.25457300417},{"$f":"CSU_data_summary[[#This Row],[Water Heating]]*CSU_data_summary[[#This Row],[Area]]","v":1016864.0097422777},{"$f":"CSU_data_summary[[#This Row],[Lighting]]*CSU_data_summary[[#This Row],[Area]]","v":468137.33327514346},{"$f":"CSU_data_summary[[#This Row],[Equipment]]*CSU_data_summary[[#This Row],[Area]]","v":570160.34311363066}]
[null,"Current-Monterey Bay-Administration","Current","Monterey Bay","Administration",183729,17.107107007765318,4.172323507514621,8.0924522095199034,2.9947236934110597,17.137129959873231,17.233918611705672,66.737654989789817,12261642.613619093,{"$f":"CSU_data_summary[[#This Row],[Heating]]*CSU_data_summary[[#This Row],[Area]]","v":3143071.6634297143},{"$f":"CSU_data_summary[[#This Row],[Cooling]]*CSU_data_summary[[#This Row],[Area]]","v":766576.8257121538},{"$f":"CSU_data_summary[[#This Row],[Ventilation]]*CSU_data_summary[[#This Row],[Area]]","v":1486818.1520028824},{"$f":"CSU_data_summary[[#This Row],[Water Heating]]*CSU_data_summary[[#This Row],[Area]]","v":550217.58946672059},{"$f":"CSU_data_summary[[#This Row],[Lighting]]*CSU_data_summary[[#This Row],[Area]]","v":3148587.750397549},{"$f":"CSU_data_summary[[#This Row],[Equipment]]*CSU_data_summary[[#This Row],[Area]]","v":3166370.6326100715}]
[null,"Current-Monterey Bay-Classroom","Current","Monterey Bay","Classroom",113279,24.801261462420822,3.0087756498767897,6.7766584174693065,9.1294160437813154,16.187313482733064,10.910804932841234,70.814229989122524,8021765.15893781,{"$f":"CSU_data_summary[[#This Row],[Heating]]*CSU_data_summary[[#This Row],[Area]]","v":2809462.0972015681},{"$f":"CSU_data_summary[[#This Row],[Cooling]]*CSU_data_summary[[#This Row],[Area]]","v":340831.09684239287},{"$f":"CSU_data_summary[[#This Row],[Ventilation]]*CSU_data_summary[[#This Row],[Area]]","v":767653.08887250558},{"$f":"CSU_data_summary[[#This Row],[Water Heating]]*CSU_data_summary[[#This Row],[Area]]","v":1034171.1200235037},{"$f":"CSU_data_summary[[#This Row],[Lighting]]*CSU_data_summary[[#This Row],[Area]]","v":1833682.6840105187},{"$f":"CSU_data_summary[[#This Row],[Equipment]]*CSU_data_summary[[#This Row],[Area]]","v":1235965.0719873221}]
[null,"Current-Monterey Bay-Faculty Office","Current","Monterey Bay","Faculty Office",52358,10.345889470319966,3.2878306687155057,4.3224945648580775,2.6568780320186502,16.768401793237775,13.297184379747053,50.678678908897027,2653434.2703120303,{"$f":"CSU_data_summary[[#This Row],[Heating]]*CSU_data_summary[[#This Row],[Area]]","v":541690.08088701277},{"$f":"CSU_data_summary[[#This Row],[Cooling]]*CSU_data_summary[[#This Row],[Area]]","v":172144.23815260644},{"$f":"CSU_data_summary[[#This Row],[Ventilation]]*CSU_data_summary[[#This Row],[Area]]","v":226317.17042683924},{"$f":"CSU_data_summary[[#This Row],[Water Heating]]*CSU_data_summary[[#This Row],[Area]]","v":139108.82000043249},{"$f":"CSU_data_summary[[#This Row],[Lighting]]*CSU_data_summary[[#This Row],[Area]]","v":877959.98109034344},{"$f":"CSU_data_summary[[#This Row],[Equipment]]*CSU_data_summary[[#This Row],[Area]]","v":696213.97975479625}]
[null,"Current-Monterey Bay-Food Service","Current","Monterey Bay","Food Service",14080,8.2024873778817415,5.5577997266492423,10.04334922021747,48.443005026205952,27.444390723554786,223.35621098436187,323.04724305887106,4548505.1822689045,{"$f":"CSU_data_summary[[#This Row],[Heating]]*CSU_data_summary[[#This Row],[Area]]","v":115491.02228057492},{"$f":"CSU_data_summary[[#This Row],[Cooling]]*CSU_data_summary[[#This Row],[Area]]","v":78253.820151221327},{"$f":"CSU_data_summary[[#This Row],[Ventilation]]*CSU_data_summary[[#This Row],[Area]]","v":141410.35702066199},{"$f":"CSU_data_summary[[#This Row],[Water Heating]]*CSU_data_summary[[#This Row],[Area]]","v":682077.51076897979},{"$f":"CSU_data_summary[[#This Row],[Lighting]]*CSU_data_summary[[#This Row],[Area]]","v":386417.02138765139},{"$f":"CSU_data_summary[[#This Row],[Equipment]]*CSU_data_summary[[#This Row],[Area]]","v":3144855.4506598152}]
[null,"Current-Monterey Bay-Library","Current","Monterey Bay","Library",136151,24.801261462420822,3.0087756498767897,6.7766584174693065,9.1294160437813154,16.187313482733064,10.910804932841234,70.814229989122524,9641428.2272490207,{"$f":"CSU_data_summary[[#This Row],[Heating]]*CSU_data_summary[[#This Row],[Area]]","v":3376716.5493700574},{"$f":"CSU_data_summary[[#This Row],[Cooling]]*CSU_data_summary[[#This Row],[Area]]","v":409647.81350637478},{"$f":"CSU_data_summary[[#This Row],[Ventilation]]*CSU_data_summary[[#This Row],[Area]]","v":922648.8201968635},{"$f":"CSU_data_summary[[#This Row],[Water Heating]]*CSU_data_summary[[#This Row],[Area]]","v":1242979.1237768698},{"$f":"CSU_data_summary[[#This Row],[Lighting]]*CSU_data_summary[[#This Row],[Area]]","v":2203918.9179875893},{"$f":"CSU_data_summary[[#This Row],[Equipment]]*CSU_data_summary[[#This Row],[Area]]","v":1485517.0024112668}]
[null,"Current-Monterey Bay-Residence Hall","Current","Monterey Bay","Residence Hall",379481,7.9437868990778204,2.4798545744113594,5.0720611173791585,29.864785942557482,13.75122512033154,16.762677069013925,75.874390722771295,28792889.665867973,{"$f":"CSU_data_summary[[#This Row],[Heating]]*CSU_data_summary[[#This Row],[Area]]","v":3014516.1962489504},{"$f":"CSU_data_summary[[#This Row],[Cooling]]*CSU_data_summary[[#This Row],[Area]]","v":941057.69375219708},{"$f":"CSU_data_summary[[#This Row],[Ventilation]]*CSU_data_summary[[#This Row],[Area]]","v":1924750.8248841604},{"$f":"CSU_data_summary[[#This Row],[Water Heating]]*CSU_data_summary[[#This Row],[Area]]","v":11333118.834267655},{"$f":"CSU_data_summary[[#This Row],[Lighting]]*CSU_data_summary[[#This Row],[Area]]","v":5218328.6598885329},{"$f":"CSU_data_summary[[#This Row],[Equipment]]*CSU_data_summary[[#This Row],[Area]]","v":6361117.4568264736}]
[null,"Current-Monterey Bay-Science","Current","Monterey Bay","Science",90525,21.040987707251336,5.4255814430712146,12.233196671419927,33.797063152940666,32.597987796015765,133.06298007719434,238.15779684789325,21559234.559655536,{"$f":"CSU_data_summary[[#This Row],[Heating]]*CSU_data_summary[[#This Row],[Area]]","v":1904735.4121989273},{"$f":"CSU_data_summary[[#This Row],[Cooling]]*CSU_data_summary[[#This Row],[Area]]","v":491150.76013402169},{"$f":"CSU_data_summary[[#This Row],[Ventilation]]*CSU_data_summary[[#This Row],[Area]]","v":1107410.1286802888},{"$f":"CSU_data_summary[[#This Row],[Water Heating]]*CSU_data_summary[[#This Row],[Area]]","v":3059479.1419199537},{"$f":"CSU_data_summary[[#This Row],[Lighting]]*CSU_data_summary[[#This Row],[Area]]","v":2950932.845234327},{"$f":"CSU_data_summary[[#This Row],[Equipment]]*CSU_data_summary[[#This Row],[Area]]","v":12045526.271488018}]
[null,"Current-Monterey Bay-Student Health Center","Current","Monterey Bay","Student Health Center",12789,35.813940845100568,4.6619680751494803,12.500428701147705,32.23299819452653,18.113355010710752,27.424830340199204,130.74752116683422,1672130.0482026427,{"$f":"CSU_data_summary[[#This Row],[Heating]]*CSU_data_summary[[#This Row],[Area]]","v":458024.48946799117},{"$f":"CSU_data_summary[[#This Row],[Cooling]]*CSU_data_summary[[#This Row],[Area]]","v":59621.909713086701},{"$f":"CSU_data_summary[[#This Row],[Ventilation]]*CSU_data_summary[[#This Row],[Area]]","v":159867.982658978},{"$f":"CSU_data_summary[[#This Row],[Water Heating]]*CSU_data_summary[[#This Row],[Area]]","v":412227.81390979979},{"$f":"CSU_data_summary[[#This Row],[Lighting]]*CSU_data_summary[[#This Row],[Area]]","v":231651.69723197981},{"$f":"CSU_data_summary[[#This Row],[Equipment]]*CSU_data_summary[[#This Row],[Area]]","v":350736.15522080765}]
[null,"Current-Monterey Bay-Student Services","Current","Monterey Bay","Student Services",79139,17.107107007765318,4.172323507514621,8.0924522095199034,2.9947236934110597,17.137129959873231,17.233918611705672,66.737654989789817,5281551.2782369759,{"$f":"CSU_data_summary[[#This Row],[Heating]]*CSU_data_summary[[#This Row],[Area]]","v":1353839.3414875395},{"$f":"CSU_data_summary[[#This Row],[Cooling]]*CSU_data_summary[[#This Row],[Area]]","v":330193.5100611996},{"$f":"CSU_data_summary[[#This Row],[Ventilation]]*CSU_data_summary[[#This Row],[Area]]","v":640428.57540919562},{"$f":"CSU_data_summary[[#This Row],[Water Heating]]*CSU_data_summary[[#This Row],[Area]]","v":236999.43837285784},{"$f":"CSU_data_summary[[#This Row],[Lighting]]*CSU_data_summary[[#This Row],[Area]]","v":1356215.3278944076},{"$f":"CSU_data_summary[[#This Row],[Equipment]]*CSU_data_summary[[#This Row],[Area]]","v":1363875.0850117751}]
[null,"Current-Monterey Bay-Theater Arts","Current","Monterey Bay","Theater Arts",30497,24.801261462420822,3.0087756498767897,6.7766584174693065,9.1294160437813154,16.187313482733064,10.910804932841234,70.814229989122524,2159621.5719782696,{"$f":"CSU_data_summary[[#This Row],[Heating]]*CSU_data_summary[[#This Row],[Area]]","v":756364.07081944775},{"$f":"CSU_data_summary[[#This Row],[Cooling]]*CSU_data_summary[[#This Row],[Area]]","v":91758.630994292456},{"$f":"CSU_data_summary[[#This Row],[Ventilation]]*CSU_data_summary[[#This Row],[Area]]","v":206667.75175756143},{"$f":"CSU_data_summary[[#This Row],[Water Heating]]*CSU_data_summary[[#This Row],[Area]]","v":278419.80108719878},{"$f":"CSU_data_summary[[#This Row],[Lighting]]*CSU_data_summary[[#This Row],[Area]]","v":493664.49928291026},{"$f":"CSU_data_summary[[#This Row],[Equipment]]*CSU_data_summary[[#This Row],[Area]]","v":332746.8180368591}]
[null,"Current-Northridge-Administration","Current","Northridge","Administration",216368,5.9063360328403292,11.025531301315091,5.6735572572633322,1.8343990717909995,10.957470285147499,12.049198049776626,47.44649199813388,10265902.580652231,{"$f":"CSU_data_summary[[#This Row],[Heating]]*CSU_data_summary[[#This Row],[Area]]","v":1277942.1147535963},{"$f":"CSU_data_summary[[#This Row],[Cooling]]*CSU_data_summary[[#This Row],[Area]]","v":2385572.1566029438},{"$f":"CSU_data_summary[[#This Row],[Ventilation]]*CSU_data_summary[[#This Row],[Area]]","v":1227576.2366395527},{"$f":"CSU_data_summary[[#This Row],[Water Heating]]*CSU_data_summary[[#This Row],[Area]]","v":396905.25836527499},{"$f":"CSU_data_summary[[#This Row],[Lighting]]*CSU_data_summary[[#This Row],[Area]]","v":2370845.930656794},{"$f":"CSU_data_summary[[#This Row],[Equipment]]*CSU_data_summary[[#This Row],[Area]]","v":2607060.883634069}]
[null,"Current-Northridge-Classroom","Current","Northridge","Classroom",319303,8.5495876721106026,10.138101278054512,4.6772982852247234,5.5287847377823898,10.585887168343104,7.9101179091738629,47.389777050689197,15131697.981616212,{"$f":"CSU_data_summary[[#This Row],[Heating]]*CSU_data_summary[[#This Row],[Area]]","v":2729908.9924679319},{"$f":"CSU_data_summary[[#This Row],[Cooling]]*CSU_data_summary[[#This Row],[Area]]","v":3237126.1523866397},{"$f":"CSU_data_summary[[#This Row],[Ventilation]]*CSU_data_summary[[#This Row],[Area]]","v":1493475.3743671097},{"$f":"CSU_data_summary[[#This Row],[Water Heating]]*CSU_data_summary[[#This Row],[Area]]","v":1765357.5531281305},{"$f":"CSU_data_summary[[#This Row],[Lighting]]*CSU_data_summary[[#This Row],[Area]]","v":3380105.5305134584},{"$f":"CSU_data_summary[[#This Row],[Equipment]]*CSU_data_summary[[#This Row],[Area]]","v":2525724.3787529417}]
[null,"Current-Northridge-Engineering","Current","Northridge","Engineering",237540,8.5495876721106026,10.138101278054512,4.6772982852247234,5.5287847377823898,10.585887168343104,7.9101179091738629,47.389777050689197,11256967.640620712,{"$f":"CSU_data_summary[[#This Row],[Heating]]*CSU_data_summary[[#This Row],[Area]]","v":2030869.0556331526},{"$f":"CSU_data_summary[[#This Row],[Cooling]]*CSU_data_summary[[#This Row],[Area]]","v":2408204.5775890686},{"$f":"CSU_data_summary[[#This Row],[Ventilation]]*CSU_data_summary[[#This Row],[Area]]","v":1111045.4346722807},{"$f":"CSU_data_summary[[#This Row],[Water Heating]]*CSU_data_summary[[#This Row],[Area]]","v":1313307.526612829},{"$f":"CSU_data_summary[[#This Row],[Lighting]]*CSU_data_summary[[#This Row],[Area]]","v":2514571.6379682212},{"$f":"CSU_data_summary[[#This Row],[Equipment]]*CSU_data_summary[[#This Row],[Area]]","v":1878969.4081451595}]
[null,"Current-Northridge-Faculty Office","Current","Northridge","Faculty Office",147532,3.4632420010665022,8.4237296371193757,2.9382123521516816,1.5779095577779965,10.500690208545231,9.1257341173916657,36.029517874052452,5315506.8309947066,{"$f":"CSU_data_summary[[#This Row],[Heating]]*CSU_data_summary[[#This Row],[Area]]","v":510939.01890134317},{"$f":"CSU_data_summary[[#This Row],[Cooling]]*CSU_data_summary[[#This Row],[Area]]","v":1242769.6808234958},{"$f":"CSU_data_summary[[#This Row],[Ventilation]]*CSU_data_summary[[#This Row],[Area]]","v":433480.34473764192},{"$f":"CSU_data_summary[[#This Row],[Water Heating]]*CSU_data_summary[[#This Row],[Area]]","v":232792.15287810337},{"$f":"CSU_data_summary[[#This Row],[Lighting]]*CSU_data_summary[[#This Row],[Area]]","v":1549187.827847095},{"$f":"CSU_data_summary[[#This Row],[Equipment]]*CSU_data_summary[[#This Row],[Area]]","v":1346337.8058070273}]
[null,"Current-Northridge-Library","Current","Northridge","Library",301613,8.5495876721106026,10.138101278054512,4.6772982852247234,5.5287847377823898,10.585887168343104,7.9101179091738629,47.389777050689197,14293372.825589521,{"$f":"CSU_data_summary[[#This Row],[Heating]]*CSU_data_summary[[#This Row],[Area]]","v":2578666.7865482951},{"$f":"CSU_data_summary[[#This Row],[Cooling]]*CSU_data_summary[[#This Row],[Area]]","v":3057783.1407778556},{"$f":"CSU_data_summary[[#This Row],[Ventilation]]*CSU_data_summary[[#This Row],[Area]]","v":1410733.9677014844},{"$f":"CSU_data_summary[[#This Row],[Water Heating]]*CSU_data_summary[[#This Row],[Area]]","v":1667553.3511167599},{"$f":"CSU_data_summary[[#This Row],[Lighting]]*CSU_data_summary[[#This Row],[Area]]","v":3192841.1865054686},{"$f":"CSU_data_summary[[#This Row],[Equipment]]*CSU_data_summary[[#This Row],[Area]]","v":2385794.3929396565}]
[null,"Current-Northridge-Military Science","Current","Northridge","Military Science",176246,8.5495876721106026,10.138101278054512,4.6772982852247234,5.5287847377823898,10.585887168343104,7.9101179091738629,47.389777050689197,8352258.6460757684,{"$f":"CSU_data_summary[[#This Row],[Heating]]*CSU_data_summary[[#This Row],[Area]]","v":1506830.6288588052},{"$f":"CSU_data_summary[[#This Row],[Cooling]]*CSU_data_summary[[#This Row],[Area]]","v":1786799.7978519956},{"$f":"CSU_data_summary[[#This Row],[Ventilation]]*CSU_data_summary[[#This Row],[Area]]","v":824355.11357771663},{"$f":"CSU_data_summary[[#This Row],[Water Heating]]*CSU_data_summary[[#This Row],[Area]]","v":974426.19489519508},{"$f":"CSU_data_summary[[#This Row],[Lighting]]*CSU_data_summary[[#This Row],[Area]]","v":1865720.2698717988},{"$f":"CSU_data_summary[[#This Row],[Equipment]]*CSU_data_summary[[#This Row],[Area]]","v":1394126.6410202566}]
[null,"Current-Northridge-Performing Arts","Current","Northridge","Performing Arts",166000,8.5495876721106026,10.138101278054512,4.6772982852247234,5.5287847377823898,10.585887168343104,7.9101179091738629,47.389777050689197,7866702.9904144071,{"$f":"CSU_data_summary[[#This Row],[Heating]]*CSU_data_summary[[#This Row],[Area]]","v":1419231.5535703599},{"$f":"CSU_data_summary[[#This Row],[Cooling]]*CSU_data_summary[[#This Row],[Area]]","v":1682924.8121570488},{"$f":"CSU_data_summary[[#This Row],[Ventilation]]*CSU_data_summary[[#This Row],[Area]]","v":776431.51534730406},{"$f":"CSU_data_summary[[#This Row],[Water Heating]]*CSU_data_summary[[#This Row],[Area]]","v":917778.26647187665},{"$f":"CSU_data_summary[[#This Row],[Lighting]]*CSU_data_summary[[#This Row],[Area]]","v":1757257.2699449554},{"$f":"CSU_data_summary[[#This Row],[Equipment]]*CSU_data_summary[[#This Row],[Area]]","v":1313079.5729228612}]
[null,"Current-Northridge-Residence Hall","Current","Northridge","Residence Hall",1134663,2.310451747396264,8.2090453008794206,4.3599978624364457,18.439079578530922,9.2640506998847165,11.656921793613703,54.239546982741473,61543607.098078385,{"$f":"CSU_data_summary[[#This Row],[Heating]]*CSU_data_summary[[#This Row],[Area]]","v":2621584.1110558873},{"$f":"CSU_data_summary[[#This Row],[Cooling]]*CSU_data_summary[[#This Row],[Area]]","v":9314499.9682317469},{"$f":"CSU_data_summary[[#This Row],[Ventilation]]*CSU_data_summary[[#This Row],[Area]]","v":4947128.2545857253},{"$f":"CSU_data_summary[[#This Row],[Water Heating]]*CSU_data_summary[[#This Row],[Area]]","v":20922141.351814631},{"$f":"CSU_data_summary[[#This Row],[Lighting]]*CSU_data_summary[[#This Row],[Area]]","v":10511575.559283292},{"$f":"CSU_data_summary[[#This Row],[Equipment]]*CSU_data_summary[[#This Row],[Area]]","v":13226677.853107106}]
[null,"Current-Northridge-Science","Current","Northridge","Science",330297,6.5840124182566289,16.594578512199885,7.664300939990734,18.578847271621644,19.684535844480116,90.298069654798439,159.40434464134745,52650776.822003141,{"$f":"CSU_data_summary[[#This Row],[Heating]]*CSU_data_summary[[#This Row],[Area]]","v":2174679.5497129099},{"$f":"CSU_data_summary[[#This Row],[Cooling]]*CSU_data_summary[[#This Row],[Area]]","v":5481139.4988440853},{"$f":"CSU_data_summary[[#This Row],[Ventilation]]*CSU_data_summary[[#This Row],[Area]]","v":2531495.6075761192},{"$f":"CSU_data_summary[[#This Row],[Water Heating]]*CSU_data_summary[[#This Row],[Area]]","v":6136537.5172748137},{"$f":"CSU_data_summary[[#This Row],[Lighting]]*CSU_data_summary[[#This Row],[Area]]","v":6501743.1358242491},{"$f":"CSU_data_summary[[#This Row],[Equipment]]*CSU_data_summary[[#This Row],[Area]]","v":29825181.512770962}]
[null,"Current-Northridge-University Union","Current","Northridge","University Union",260782,8.1526805955812645,10.484081191385661,5.1046072177008881,5.9334238093516385,11.155028618463039,7.9405344422272739,48.770355874709765,12718430.945718562,{"$f":"CSU_data_summary[[#This Row],[Heating]]*CSU_data_summary[[#This Row],[Area]]","v":2126072.3510768735},{"$f":"CSU_data_summary[[#This Row],[Cooling]]*CSU_data_summary[[#This Row],[Area]]","v":2734059.6612519356},{"$f":"CSU_data_summary[[#This Row],[Ventilation]]*CSU_data_summary[[#This Row],[Area]]","v":1331189.679446473},{"$f":"CSU_data_summary[[#This Row],[Water Heating]]*CSU_data_summary[[#This Row],[Area]]","v":1547330.127850339},{"$f":"CSU_data_summary[[#This Row],[Lighting]]*CSU_data_summary[[#This Row],[Area]]","v":2909030.6731800283},{"$f":"CSU_data_summary[[#This Row],[Equipment]]*CSU_data_summary[[#This Row],[Area]]","v":2070748.4529129129}]
[null,"Current-Office of the Chancellor​​​-Commercial Office Building","Current","Office of the Chancellor​​​","Commercial Office Building",170000,10.182448225551623,13.870684038621823,9.422778214564655,2.6870143144019352,15.154157280077241,18.292855146161852,69.609937219379134,11833689.327294452,{"$f":"CSU_data_summary[[#This Row],[Heating]]*CSU_data_summary[[#This Row],[Area]]","v":1731016.1983437759},{"$f":"CSU_data_summary[[#This Row],[Cooling]]*CSU_data_summary[[#This Row],[Area]]","v":2358016.2865657099},{"$f":"CSU_data_summary[[#This Row],[Ventilation]]*CSU_data_summary[[#This Row],[Area]]","v":1601872.2964759914},{"$f":"CSU_data_summary[[#This Row],[Water Heating]]*CSU_data_summary[[#This Row],[Area]]","v":456792.43344832899},{"$f":"CSU_data_summary[[#This Row],[Lighting]]*CSU_data_summary[[#This Row],[Area]]","v":2576206.7376131308},{"$f":"CSU_data_summary[[#This Row],[Equipment]]*CSU_data_summary[[#This Row],[Area]]","v":3109785.374847515}]
[null,"Current-Pomona-Business Administration","Current","Pomona","Business Administration",118884,3.4140225875380561,8.3040120336907037,2.8964546324340286,1.5554843899696695,10.3514549504982,8.9960396631386246,35.517468257269286,4222458.6962972013,{"$f":"CSU_data_summary[[#This Row],[Heating]]*CSU_data_summary[[#This Row],[Area]]","v":405872.66129687428},{"$f":"CSU_data_summary[[#This Row],[Cooling]]*CSU_data_summary[[#This Row],[Area]]","v":987214.16661328566},{"$f":"CSU_data_summary[[#This Row],[Ventilation]]*CSU_data_summary[[#This Row],[Area]]","v":344342.11252228706},{"$f":"CSU_data_summary[[#This Row],[Water Heating]]*CSU_data_summary[[#This Row],[Area]]","v":184922.20621715419},{"$f":"CSU_data_summary[[#This Row],[Lighting]]*CSU_data_summary[[#This Row],[Area]]","v":1230622.370335028},{"$f":"CSU_data_summary[[#This Row],[Equipment]]*CSU_data_summary[[#This Row],[Area]]","v":1069485.1793125723}]
[null,"Current-Pomona-Classroom","Current","Pomona","Classroom",321762,8.4280813808951169,9.9940191148547868,4.6108247675134413,5.4502099393031456,10.435441095575543,7.7976997286625158,46.71627602680455,15031522.406936686,{"$f":"CSU_data_summary[[#This Row],[Heating]]*CSU_data_summary[[#This Row],[Area]]","v":2711836.3212795747},{"$f":"CSU_data_summary[[#This Row],[Cooling]]*CSU_data_summary[[#This Row],[Area]]","v":3215695.5784339057},{"$f":"CSU_data_summary[[#This Row],[Ventilation]]*CSU_data_summary[[#This Row],[Area]]","v":1483588.1988446598},{"$f":"CSU_data_summary[[#This Row],[Water Heating]]*CSU_data_summary[[#This Row],[Area]]","v":1753670.4504900586},{"$f":"CSU_data_summary[[#This Row],[Lighting]]*CSU_data_summary[[#This Row],[Area]]","v":3357728.3977945778},{"$f":"CSU_data_summary[[#This Row],[Equipment]]*CSU_data_summary[[#This Row],[Area]]","v":2509003.4600939085}]
[null,"Current-Pomona-Commercial Office Building","Current","Pomona","Commercial Office Building",447120,7.1695022018158348,12.265793140689782,7.1046161355178867,1.9261821872408356,11.02073716094522,13.483678624407352,52.970509450616916,23684174.185559835,{"$f":"CSU_data_summary[[#This Row],[Heating]]*CSU_data_summary[[#This Row],[Area]]","v":3205627.8244758961},{"$f":"CSU_data_summary[[#This Row],[Cooling]]*CSU_data_summary[[#This Row],[Area]]","v":5484281.4290652154},{"$f":"CSU_data_summary[[#This Row],[Ventilation]]*CSU_data_summary[[#This Row],[Area]]","v":3176615.9665127574},{"$f":"CSU_data_summary[[#This Row],[Water Heating]]*CSU_data_summary[[#This Row],[Area]]","v":861234.57955912245},{"$f":"CSU_data_summary[[#This Row],[Lighting]]*CSU_data_summary[[#This Row],[Area]]","v":4927591.9994018273},{"$f":"CSU_data_summary[[#This Row],[Equipment]]*CSU_data_summary[[#This Row],[Area]]","v":6028822.3865450155}]
[null,"Current-Pomona-Engineering","Current","Pomona","Engineering",307305,8.4280813808951169,9.9940191148547868,4.6108247675134413,5.4502099393031456,10.435441095575543,7.7976997286625158,46.71627602680455,14356145.204417173,{"$f":"CSU_data_summary[[#This Row],[Heating]]*CSU_data_summary[[#This Row],[Area]]","v":2589991.548755974},{"$f":"CSU_data_summary[[#This Row],[Cooling]]*CSU_data_summary[[#This Row],[Area]]","v":3071212.0440904503},{"$f":"CSU_data_summary[[#This Row],[Ventilation]]*CSU_data_summary[[#This Row],[Area]]","v":1416929.5051807181},{"$f":"CSU_data_summary[[#This Row],[Water Heating]]*CSU_data_summary[[#This Row],[Area]]","v":1674876.7653975531},{"$f":"CSU_data_summary[[#This Row],[Lighting]]*CSU_data_summary[[#This Row],[Area]]","v":3206863.2258758424},{"$f":"CSU_data_summary[[#This Row],[Equipment]]*CSU_data_summary[[#This Row],[Area]]","v":2396272.1151166344}]
[null,"Current-Pomona-Library","Current","Pomona","Library",319751,8.4280813808951169,9.9940191148547868,4.6108247675134413,5.4502099393031456,10.435441095575543,7.7976997286625158,46.71627602680455,14937575.975846782,{"$f":"CSU_data_summary[[#This Row],[Heating]]*CSU_data_summary[[#This Row],[Area]]","v":2694887.4496225948},{"$f":"CSU_data_summary[[#This Row],[Cooling]]*CSU_data_summary[[#This Row],[Area]]","v":3195597.605993933},{"$f":"CSU_data_summary[[#This Row],[Ventilation]]*CSU_data_summary[[#This Row],[Area]]","v":1474315.8302371905},{"$f":"CSU_data_summary[[#This Row],[Water Heating]]*CSU_data_summary[[#This Row],[Area]]","v":1742710.0783021201},{"$f":"CSU_data_summary[[#This Row],[Lighting]]*CSU_data_summary[[#This Row],[Area]]","v":3336742.7257513753},{"$f":"CSU_data_summary[[#This Row],[Equipment]]*CSU_data_summary[[#This Row],[Area]]","v":2493322.2859395682}]
[null,"Current-Pomona-Music","Current","Pomona","Music",89227,8.4280813808951169,9.9940191148547868,4.6108247675134413,5.4502099393031456,10.435441095575543,7.7976997286625158,46.71627602680455,4168353.1610436896,{"$f":"CSU_data_summary[[#This Row],[Heating]]*CSU_data_summary[[#This Row],[Area]]","v":752012.41737312858},{"$f":"CSU_data_summary[[#This Row],[Cooling]]*CSU_data_summary[[#This Row],[Area]]","v":891736.34356114804},{"$f":"CSU_data_summary[[#This Row],[Ventilation]]*CSU_data_summary[[#This Row],[Area]]","v":411410.06153092184},{"$f":"CSU_data_summary[[#This Row],[Water Heating]]*CSU_data_summary[[#This Row],[Area]]","v":486305.88225420174},{"$f":"CSU_data_summary[[#This Row],[Lighting]]*CSU_data_summary[[#This Row],[Area]]","v":931123.10263491899},{"$f":"CSU_data_summary[[#This Row],[Equipment]]*CSU_data_summary[[#This Row],[Area]]","v":695765.35368937033}]
[null,"Current-Pomona-Recreation Center","Current","Pomona","Recreation Center",119382,8.4280813808951134,9.994019114854785,4.6108247675134395,5.4502099393031438,10.435441095575543,7.7976997286625149,46.716276026804536,5577082.4646319794,{"$f":"CSU_data_summary[[#This Row],[Heating]]*CSU_data_summary[[#This Row],[Area]]","v":1006161.2114140204},{"$f":"CSU_data_summary[[#This Row],[Cooling]]*CSU_data_summary[[#This Row],[Area]]","v":1193105.9899695939},{"$f":"CSU_data_summary[[#This Row],[Ventilation]]*CSU_data_summary[[#This Row],[Area]]","v":550449.48239528947},{"$f":"CSU_data_summary[[#This Row],[Water Heating]]*CSU_data_summary[[#This Row],[Area]]","v":650656.96297388792},{"$f":"CSU_data_summary[[#This Row],[Lighting]]*CSU_data_summary[[#This Row],[Area]]","v":1245803.8288719994},{"$f":"CSU_data_summary[[#This Row],[Equipment]]*CSU_data_summary[[#This Row],[Area]]","v":930904.98900718836}]
[null,"Current-Pomona-Residence Hall","Current","Pomona","Residence Hall",928674,2.277615728441309,8.0923787799682909,4.2980338016782564,18.177024347455493,9.1323904976217261,11.491254232971993,53.468697388137073,49654989.078230806,{"$f":"CSU_data_summary[[#This Row],[Heating]]*CSU_data_summary[[#This Row],[Area]]","v":2115162.5089945043},{"$f":"CSU_data_summary[[#This Row],[Cooling]]*CSU_data_summary[[#This Row],[Area]]","v":7515181.7711082725},{"$f":"CSU_data_summary[[#This Row],[Ventilation]]*CSU_data_summary[[#This Row],[Area]]","v":3991472.2427397533},{"$f":"CSU_data_summary[[#This Row],[Water Heating]]*CSU_data_summary[[#This Row],[Area]]","v":16880529.908848882},{"$f":"CSU_data_summary[[#This Row],[Lighting]]*CSU_data_summary[[#This Row],[Area]]","v":8481013.6129883584},{"$f":"CSU_data_summary[[#This Row],[Equipment]]*CSU_data_summary[[#This Row],[Area]]","v":10671629.033551034}]
[null,"Current-Pomona-Science","Current","Pomona","Science",325713,6.490440779372955,16.358737233458569,7.5553762973421232,18.314805669428637,19.40478025432888,89.014758228744157,157.13889846267531,51182182.034973368,{"$f":"CSU_data_summary[[#This Row],[Heating]]*CSU_data_summary[[#This Row],[Area]]","v":2114020.9375719032},{"$f":"CSU_data_summary[[#This Row],[Cooling]]*CSU_data_summary[[#This Row],[Area]]","v":5328253.3805214912},{"$f":"CSU_data_summary[[#This Row],[Ventilation]]*CSU_data_summary[[#This Row],[Area]]","v":2460884.2799361949},{"$f":"CSU_data_summary[[#This Row],[Water Heating]]*CSU_data_summary[[#This Row],[Area]]","v":5965370.2990066092},{"$f":"CSU_data_summary[[#This Row],[Lighting]]*CSU_data_summary[[#This Row],[Area]]","v":6320389.1909782225},{"$f":"CSU_data_summary[[#This Row],[Equipment]]*CSU_data_summary[[#This Row],[Area]]","v":28993263.946958944}]
[null,"Current-Pomona-University Union","Current","Pomona","University Union",129931,8.0368151269031696,10.335081979818673,5.0320608078713329,5.8490983016273557,10.996493937281452,7.8276839835447793,48.077234137046759,6246723.1086606225,{"$f":"CSU_data_summary[[#This Row],[Heating]]*CSU_data_summary[[#This Row],[Area]]","v":1044231.4262536557},{"$f":"CSU_data_summary[[#This Row],[Cooling]]*CSU_data_summary[[#This Row],[Area]]","v":1342847.53671982},{"$f":"CSU_data_summary[[#This Row],[Ventilation]]*CSU_data_summary[[#This Row],[Area]]","v":653820.69282753021},{"$f":"CSU_data_summary[[#This Row],[Water Heating]]*CSU_data_summary[[#This Row],[Area]]","v":759979.191428744},{"$f":"CSU_data_summary[[#This Row],[Lighting]]*CSU_data_summary[[#This Row],[Area]]","v":1428785.4537649164},{"$f":"CSU_data_summary[[#This Row],[Equipment]]*CSU_data_summary[[#This Row],[Area]]","v":1017058.8076659567}]
[null,"Current-Sacramento-Classroom","Current","Sacramento","Classroom",648614,24.693633832842298,10.558045863957831,6.1190755577640985,7.659798902733125,14.06965993446596,10.343497098474812,73.443711190238119,47636619.289945111,{"$f":"CSU_data_summary[[#This Row],[Heating]]*CSU_data_summary[[#This Row],[Area]]","v":16016636.614855174},{"$f":"CSU_data_summary[[#This Row],[Cooling]]*CSU_data_summary[[#This Row],[Area]]","v":6848096.360005145},{"$f":"CSU_data_summary[[#This Row],[Ventilation]]*CSU_data_summary[[#This Row],[Area]]","v":3968918.0738236029},{"$f":"CSU_data_summary[[#This Row],[Water Heating]]*CSU_data_summary[[#This Row],[Area]]","v":4968252.8054973427},{"$f":"CSU_data_summary[[#This Row],[Lighting]]*CSU_data_summary[[#This Row],[Area]]","v":9125778.4087337051},{"$f":"CSU_data_summary[[#This Row],[Equipment]]*CSU_data_summary[[#This Row],[Area]]","v":6708937.0270301411}]
[null,"Current-Sacramento-Engineering","Current","Sacramento","Engineering",149707,24.693633832842302,10.558045863957835,6.1190755577640994,7.6597989027331259,14.069659934465964,10.343497098474812,73.443711190238133,10995037.67115698,{"$f":"CSU_data_summary[[#This Row],[Heating]]*CSU_data_summary[[#This Row],[Area]]","v":3696809.8402133225},{"$f":"CSU_data_summary[[#This Row],[Cooling]]*CSU_data_summary[[#This Row],[Area]]","v":1580613.3721555355},{"$f":"CSU_data_summary[[#This Row],[Ventilation]]*CSU_data_summary[[#This Row],[Area]]","v":916068.44452619005},{"$f":"CSU_data_summary[[#This Row],[Water Heating]]*CSU_data_summary[[#This Row],[Area]]","v":1146725.5143314681},{"$f":"CSU_data_summary[[#This Row],[Lighting]]*CSU_data_summary[[#This Row],[Area]]","v":2106326.5798090962},{"$f":"CSU_data_summary[[#This Row],[Equipment]]*CSU_data_summary[[#This Row],[Area]]","v":1548493.9201213687}]
[null,"Current-Sacramento-Library","Current","Sacramento","Library",377074,24.693633832842298,10.558045863957831,6.1190755577640985,7.659798902733125,14.06965993446596,10.343497098474812,73.443711190238119,27693713.953347847,{"$f":"CSU_data_summary[[#This Row],[Heating]]*CSU_data_summary[[#This Row],[Area]]","v":9311327.2838851772},{"$f":"CSU_data_summary[[#This Row],[Cooling]]*CSU_data_summary[[#This Row],[Area]]","v":3981164.5861060354},{"$f":"CSU_data_summary[[#This Row],[Ventilation]]*CSU_data_summary[[#This Row],[Area]]","v":2307344.2968683396},{"$f":"CSU_data_summary[[#This Row],[Water Heating]]*CSU_data_summary[[#This Row],[Area]]","v":2888311.0114491903},{"$f":"CSU_data_summary[[#This Row],[Lighting]]*CSU_data_summary[[#This Row],[Area]]","v":5305302.9501288179},{"$f":"CSU_data_summary[[#This Row],[Equipment]]*CSU_data_summary[[#This Row],[Area]]","v":3900263.824910291}]
[null,"Current-Sacramento-Music","Current","Sacramento","Music",84722,24.693633832842302,10.558045863957835,6.1190755577640994,7.6597989027331259,14.069659934465964,10.343497098474812,73.443711190238133,6222298.0994593548,{"$f":"CSU_data_summary[[#This Row],[Heating]]*CSU_data_summary[[#This Row],[Area]]","v":2092094.0455860656},{"$f":"CSU_data_summary[[#This Row],[Cooling]]*CSU_data_summary[[#This Row],[Area]]","v":894498.76168623567},{"$f":"CSU_data_summary[[#This Row],[Ventilation]]*CSU_data_summary[[#This Row],[Area]]","v":518420.31940489},{"$f":"CSU_data_summary[[#This Row],[Water Heating]]*CSU_data_summary[[#This Row],[Area]]","v":648953.48263735592},{"$f":"CSU_data_summary[[#This Row],[Lighting]]*CSU_data_summary[[#This Row],[Area]]","v":1192009.7289678254},{"$f":"CSU_data_summary[[#This Row],[Equipment]]*CSU_data_summary[[#This Row],[Area]]","v":876321.76117698301}]
[null,"Current-Sacramento-Psychology","Current","Sacramento","Psychology",67138,24.693633832842302,10.558045863957835,6.1190755577640994,7.6597989027331259,14.069659934465964,10.343497098474812,73.443711190238133,4930863.8818902075,{"$f":"CSU_data_summary[[#This Row],[Heating]]*CSU_data_summary[[#This Row],[Area]]","v":1657881.1882693665},{"$f":"CSU_data_summary[[#This Row],[Cooling]]*CSU_data_summary[[#This Row],[Area]]","v":708846.08321440115},{"$f":"CSU_data_summary[[#This Row],[Ventilation]]*CSU_data_summary[[#This Row],[Area]]","v":410822.49479716609},{"$f":"CSU_data_summary[[#This Row],[Water Heating]]*CSU_data_summary[[#This Row],[Area]]","v":514263.57873169659},{"$f":"CSU_data_summary[[#This Row],[Lighting]]*CSU_data_summary[[#This Row],[Area]]","v":944608.82868017594},{"$f":"CSU_data_summary[[#This Row],[Equipment]]*CSU_data_summary[[#This Row],[Area]]","v":694441.70819740195}]
[null,"Current-Sacramento-Residence Hall","Current","Sacramento","Residence Hall",378422,11.397281485878972,9.184007805919066,5.6861295081952301,24.688753927164498,12.42307435374128,15.65997547188851,79.03922255278755,29910180.676870972,{"$f":"CSU_data_summary[[#This Row],[Heating]]*CSU_data_summary[[#This Row],[Area]]","v":4312982.0544492928},{"$f":"CSU_data_summary[[#This Row],[Cooling]]*CSU_data_summary[[#This Row],[Area]]","v":3475430.6019315049},{"$f":"CSU_data_summary[[#This Row],[Ventilation]]*CSU_data_summary[[#This Row],[Area]]","v":2151756.5007502553},{"$f":"CSU_data_summary[[#This Row],[Water Heating]]*CSU_data_summary[[#This Row],[Area]]","v":9342767.638625443},{"$f":"CSU_data_summary[[#This Row],[Lighting]]*CSU_data_summary[[#This Row],[Area]]","v":4701164.6430914821},{"$f":"CSU_data_summary[[#This Row],[Equipment]]*CSU_data_summary[[#This Row],[Area]]","v":5926079.2380229933}]
[null,"Current-Sacramento-Science","Current","Sacramento","Science",288434,24.421719838801334,22.194170325387329,12.876833123375292,33.056146239868909,32.155856907155574,122.33687998162189,247.0416064162103,71255198.705053195,{"$f":"CSU_data_summary[[#This Row],[Heating]]*CSU_data_summary[[#This Row],[Area]]","v":7044054.3399848239},{"$f":"CSU_data_summary[[#This Row],[Cooling]]*CSU_data_summary[[#This Row],[Area]]","v":6401553.3236327693},{"$f":"CSU_data_summary[[#This Row],[Ventilation]]*CSU_data_summary[[#This Row],[Area]]","v":3714116.4851076291},{"$f":"CSU_data_summary[[#This Row],[Water Heating]]*CSU_data_summary[[#This Row],[Area]]","v":9534516.4845503494},{"$f":"CSU_data_summary[[#This Row],[Lighting]]*CSU_data_summary[[#This Row],[Area]]","v":9274842.431158511},{"$f":"CSU_data_summary[[#This Row],[Equipment]]*CSU_data_summary[[#This Row],[Area]]","v":35286115.640619129}]
[null,"Current-Sacramento-Student Services","Current","Sacramento","Student Services",110000,16.045929823871017,11.506757212309918,7.1021392533492493,2.4327887751428712,14.295655906290053,15.989527466768758,67.372798437731873,7411007.8281505061,{"$f":"CSU_data_summary[[#This Row],[Heating]]*CSU_data_summary[[#This Row],[Area]]","v":1765052.2806258118},{"$f":"CSU_data_summary[[#This Row],[Cooling]]*CSU_data_summary[[#This Row],[Area]]","v":1265743.293354091},{"$f":"CSU_data_summary[[#This Row],[Ventilation]]*CSU_data_summary[[#This Row],[Area]]","v":781235.31786841748},{"$f":"CSU_data_summary[[#This Row],[Water Heating]]*CSU_data_summary[[#This Row],[Area]]","v":267606.76526571583},{"$f":"CSU_data_summary[[#This Row],[Lighting]]*CSU_data_summary[[#This Row],[Area]]","v":1572522.1496919058},{"$f":"CSU_data_summary[[#This Row],[Equipment]]*CSU_data_summary[[#This Row],[Area]]","v":1758848.0213445635}]
[null,"Current-Sacramento-Theater Arts","Current","Sacramento","Theater Arts",64827,24.693633832842302,10.558045863957835,6.1190755577640994,7.6597989027331259,14.069659934465964,10.343497098474812,73.443711190238133,4761135.4653295679,{"$f":"CSU_data_summary[[#This Row],[Heating]]*CSU_data_summary[[#This Row],[Area]]","v":1600814.2004816679},{"$f":"CSU_data_summary[[#This Row],[Cooling]]*CSU_data_summary[[#This Row],[Area]]","v":684446.43922279461},{"$f":"CSU_data_summary[[#This Row],[Ventilation]]*CSU_data_summary[[#This Row],[Area]]","v":396681.31118317327},{"$f":"CSU_data_summary[[#This Row],[Water Heating]]*CSU_data_summary[[#This Row],[Area]]","v":496561.78346748033},{"$f":"CSU_data_summary[[#This Row],[Lighting]]*CSU_data_summary[[#This Row],[Area]]","v":912093.844571625},{"$f":"CSU_data_summary[[#This Row],[Equipment]]*CSU_data_summary[[#This Row],[Area]]","v":670537.88640282664}]
[null,"Current-Sacramento-University Union","Current","Sacramento","University Union",162268,24.676864448222585,10.12477971893459,5.9474705462434967,7.2489394188138299,13.644278687799684,10.272714228000622,71.915047048014813,11669510.854387268,{"$f":"CSU_data_summary[[#This Row],[Heating]]*CSU_data_summary[[#This Row],[Area]]","v":4004265.4402841823},{"$f":"CSU_data_summary[[#This Row],[Cooling]]*CSU_data_summary[[#This Row],[Area]]","v":1642927.7554320781},{"$f":"CSU_data_summary[[#This Row],[Ventilation]]*CSU_data_summary[[#This Row],[Area]]","v":965084.15059783973},{"$f":"CSU_data_summary[[#This Row],[Water Heating]]*CSU_data_summary[[#This Row],[Area]]","v":1176270.9016120825},{"$f":"CSU_data_summary[[#This Row],[Lighting]]*CSU_data_summary[[#This Row],[Area]]","v":2214029.8141118791},{"$f":"CSU_data_summary[[#This Row],[Equipment]]*CSU_data_summary[[#This Row],[Area]]","v":1666932.7923492049}]
[null,"Current-San Bernardino-Administration","Current","San Bernardino","Administration",79829,5.6322169281971313,9.1681820793495774,4.9072850305743145,1.5322009331822946,9.1653358017999693,10.094356220935842,40.499576994039131,3233040.7318571499,{"$f":"CSU_data_summary[[#This Row],[Heating]]*CSU_data_summary[[#This Row],[Area]]","v":449614.24516104878},{"$f":"CSU_data_summary[[#This Row],[Cooling]]*CSU_data_summary[[#This Row],[Area]]","v":731886.80721239746},{"$f":"CSU_data_summary[[#This Row],[Ventilation]]*CSU_data_summary[[#This Row],[Area]]","v":391743.65670571697},{"$f":"CSU_data_summary[[#This Row],[Water Heating]]*CSU_data_summary[[#This Row],[Area]]","v":122314.06829500939},{"$f":"CSU_data_summary[[#This Row],[Lighting]]*CSU_data_summary[[#This Row],[Area]]","v":731659.5917218898},{"$f":"CSU_data_summary[[#This Row],[Equipment]]*CSU_data_summary[[#This Row],[Area]]","v":805822.36276108725}]
[null,"Current-San Bernardino-Apartments","Current","San Bernardino","Apartments",380949,2.5044900440668205,6.7983345093653886,3.7762538127795171,15.500623294024418,7.7748834343932245,9.7452454774890533,46.099830572118421,17561684.356617939,{"$f":"CSU_data_summary[[#This Row],[Heating]]*CSU_data_summary[[#This Row],[Area]]","v":954082.97779721126},{"$f":"CSU_data_summary[[#This Row],[Cooling]]*CSU_data_summary[[#This Row],[Area]]","v":2589818.7330082352},{"$f":"CSU_data_summary[[#This Row],[Ventilation]]*CSU_data_summary[[#This Row],[Area]]","v":1438560.1137245442},{"$f":"CSU_data_summary[[#This Row],[Water Heating]]*CSU_data_summary[[#This Row],[Area]]","v":5904946.9432353079},{"$f":"CSU_data_summary[[#This Row],[Lighting]]*CSU_data_summary[[#This Row],[Area]]","v":2961834.0694486643},{"$f":"CSU_data_summary[[#This Row],[Equipment]]*CSU_data_summary[[#This Row],[Area]]","v":3712441.5194039773}]
[null,"Current-San Bernardino-Business Administration","Current","San Bernardino","Business Administration",131496,3.3317612678520443,7.0667208553232808,2.5638867364554949,1.3296392326808286,8.8409549558619904,7.6212649621013639,30.754228010275007,4044057.9664391223,{"$f":"CSU_data_summary[[#This Row],[Heating]]*CSU_data_summary[[#This Row],[Area]]","v":438113.27967747243},{"$f":"CSU_data_summary[[#This Row],[Cooling]]*CSU_data_summary[[#This Row],[Area]]","v":929245.52559159009},{"$f":"CSU_data_summary[[#This Row],[Ventilation]]*CSU_data_summary[[#This Row],[Area]]","v":337140.85029695177},{"$f":"CSU_data_summary[[#This Row],[Water Heating]]*CSU_data_summary[[#This Row],[Area]]","v":174842.24054059823},{"$f":"CSU_data_summary[[#This Row],[Lighting]]*CSU_data_summary[[#This Row],[Area]]","v":1162550.2128760284},{"$f":"CSU_data_summary[[#This Row],[Equipment]]*CSU_data_summary[[#This Row],[Area]]","v":1002165.857456481}]
[null,"Current-San Bernardino-Education","Current","San Bernardino","Education",130000,7.7811143770548368,8.4997193200198424,3.9548466989728746,4.6459394186649536,8.8858879191481552,6.5596747120068066,40.327182445867464,5242533.7179627707,{"$f":"CSU_data_summary[[#This Row],[Heating]]*CSU_data_summary[[#This Row],[Area]]","v":1011544.8690171288},{"$f":"CSU_data_summary[[#This Row],[Cooling]]*CSU_data_summary[[#This Row],[Area]]","v":1104963.5116025796},{"$f":"CSU_data_summary[[#This Row],[Ventilation]]*CSU_data_summary[[#This Row],[Area]]","v":514130.07086647372},{"$f":"CSU_data_summary[[#This Row],[Water Heating]]*CSU_data_summary[[#This Row],[Area]]","v":603972.12442644394},{"$f":"CSU_data_summary[[#This Row],[Lighting]]*CSU_data_summary[[#This Row],[Area]]","v":1155165.4294892601},{"$f":"CSU_data_summary[[#This Row],[Equipment]]*CSU_data_summary[[#This Row],[Area]]","v":852757.71256088489}]
[null,"Current-San Bernardino-Library","Current","San Bernardino","Library",297416,7.7811143770548368,8.4997193200198424,3.9548466989728746,4.6459394186649536,8.8858879191481552,6.5596747120068066,40.327182445867464,11993949.294320118,{"$f":"CSU_data_summary[[#This Row],[Heating]]*CSU_data_summary[[#This Row],[Area]]","v":2314227.9135661414},{"$f":"CSU_data_summary[[#This Row],[Cooling]]*CSU_data_summary[[#This Row],[Area]]","v":2527952.5212830217},{"$f":"CSU_data_summary[[#This Row],[Ventilation]]*CSU_data_summary[[#This Row],[Area]]","v":1176234.6858217164},{"$f":"CSU_data_summary[[#This Row],[Water Heating]]*CSU_data_summary[[#This Row],[Area]]","v":1381776.7181416559},{"$f":"CSU_data_summary[[#This Row],[Lighting]]*CSU_data_summary[[#This Row],[Area]]","v":2642805.2413613675},{"$f":"CSU_data_summary[[#This Row],[Equipment]]*CSU_data_summary[[#This Row],[Area]]","v":1950952.2141462164}]
[null,"Current-San Bernardino-Performing Arts","Current","San Bernardino","Performing Arts",55478,7.7811143770548368,8.4997193200198424,3.9548466989728746,4.6459394186649536,8.8858879191481552,6.5596747120068066,40.327182445867464,2237271.4277318353,{"$f":"CSU_data_summary[[#This Row],[Heating]]*CSU_data_summary[[#This Row],[Area]]","v":431680.66341024823},{"$f":"CSU_data_summary[[#This Row],[Cooling]]*CSU_data_summary[[#This Row],[Area]]","v":471547.42843606084},{"$f":"CSU_data_summary[[#This Row],[Ventilation]]*CSU_data_summary[[#This Row],[Area]]","v":219406.98516561714},{"$f":"CSU_data_summary[[#This Row],[Water Heating]]*CSU_data_summary[[#This Row],[Area]]","v":257747.42706869429},{"$f":"CSU_data_summary[[#This Row],[Lighting]]*CSU_data_summary[[#This Row],[Area]]","v":492971.28997850133},{"$f":"CSU_data_summary[[#This Row],[Equipment]]*CSU_data_summary[[#This Row],[Area]]","v":363917.63367271359}]
[null,"Current-San Bernardino-Residence Hall","Current","San Bernardino","Residence Hall",107424,2.5044900440668223,6.7983345093653949,3.7762538127795207,15.500623294024434,7.7748834343932316,9.7452454774890533,46.099830572118449,4952228.1993792523,{"$f":"CSU_data_summary[[#This Row],[Heating]]*CSU_data_summary[[#This Row],[Area]]","v":269042.33849383431},{"$f":"CSU_data_summary[[#This Row],[Cooling]]*CSU_data_summary[[#This Row],[Area]]","v":730304.28633406817},{"$f":"CSU_data_summary[[#This Row],[Ventilation]]*CSU_data_summary[[#This Row],[Area]]","v":405660.28958402725},{"$f":"CSU_data_summary[[#This Row],[Water Heating]]*CSU_data_summary[[#This Row],[Area]]","v":1665138.9567372808},{"$f":"CSU_data_summary[[#This Row],[Lighting]]*CSU_data_summary[[#This Row],[Area]]","v":835209.0780562585},{"$f":"CSU_data_summary[[#This Row],[Equipment]]*CSU_data_summary[[#This Row],[Area]]","v":1046873.2501737841}]
[null,"Current-San Bernardino-Science","Current","San Bernardino","Science",206846,6.2116607572571505,14.422303952217115,6.7178081129375391,16.183896218999841,17.014804103678518,75.097518659970973,135.64799180506114,28058244.512909677,{"$f":"CSU_data_summary[[#This Row],[Heating]]*CSU_data_summary[[#This Row],[Area]]","v":1284857.1809956126},{"$f":"CSU_data_summary[[#This Row],[Cooling]]*CSU_data_summary[[#This Row],[Area]]","v":2983195.8833003016},{"$f":"CSU_data_summary[[#This Row],[Ventilation]]*CSU_data_summary[[#This Row],[Area]]","v":1389551.7369286781},{"$f":"CSU_data_summary[[#This Row],[Water Heating]]*CSU_data_summary[[#This Row],[Area]]","v":3347574.1973152412},{"$f":"CSU_data_summary[[#This Row],[Lighting]]*CSU_data_summary[[#This Row],[Area]]","v":3519444.1696294867},{"$f":"CSU_data_summary[[#This Row],[Equipment]]*CSU_data_summary[[#This Row],[Area]]","v":15533621.344740355}]
[null,"Current-San Bernardino-Social Science","Current","San Bernardino","Social Science",138700,7.781114377054843,8.4997193200198513,3.9548466989728777,4.645939418664959,8.8858879191481623,6.5596747120068075,40.3271824458675,5593380.2052418226,{"$f":"CSU_data_summary[[#This Row],[Heating]]*CSU_data_summary[[#This Row],[Area]]","v":1079240.5640975067},{"$f":"CSU_data_summary[[#This Row],[Cooling]]*CSU_data_summary[[#This Row],[Area]]","v":1178911.0696867534},{"$f":"CSU_data_summary[[#This Row],[Ventilation]]*CSU_data_summary[[#This Row],[Area]]","v":548537.23714753811},{"$f":"CSU_data_summary[[#This Row],[Water Heating]]*CSU_data_summary[[#This Row],[Area]]","v":644391.79736882984},{"$f":"CSU_data_summary[[#This Row],[Lighting]]*CSU_data_summary[[#This Row],[Area]]","v":1232472.6543858501},{"$f":"CSU_data_summary[[#This Row],[Equipment]]*CSU_data_summary[[#This Row],[Area]]","v":909826.88255534426}]
[null,"Current-San Bernardino-University Union","Current","San Bernardino","University Union",86414,7.8088446932299922,8.611141484984973,4.3249028654849324,4.9084343193799604,9.2452406614930016,6.6296906027938807,41.528254627366742,3588622.5953692696,{"$f":"CSU_data_summary[[#This Row],[Heating]]*CSU_data_summary[[#This Row],[Area]]","v":674793.5053207766},{"$f":"CSU_data_summary[[#This Row],[Cooling]]*CSU_data_summary[[#This Row],[Area]]","v":744123.1802834915},{"$f":"CSU_data_summary[[#This Row],[Ventilation]]*CSU_data_summary[[#This Row],[Area]]","v":373732.15621801495},{"$f":"CSU_data_summary[[#This Row],[Water Heating]]*CSU_data_summary[[#This Row],[Area]]","v":424157.44327489991},{"$f":"CSU_data_summary[[#This Row],[Lighting]]*CSU_data_summary[[#This Row],[Area]]","v":798918.22652225627},{"$f":"CSU_data_summary[[#This Row],[Equipment]]*CSU_data_summary[[#This Row],[Area]]","v":572898.08374983037}]
[null,"Current-San Diego-Administration","Current","San Diego","Administration",178560,7.7474068065113491,15.712353993278997,11.755159157578488,3.9826786903391089,23.503791488258827,23.877623317288794,86.579013453255556,15459548.642213313,{"$f":"CSU_data_summary[[#This Row],[Heating]]*CSU_data_summary[[#This Row],[Area]]","v":1383376.9593706664},{"$f":"CSU_data_summary[[#This Row],[Cooling]]*CSU_data_summary[[#This Row],[Area]]","v":2805597.9290398979},{"$f":"CSU_data_summary[[#This Row],[Ventilation]]*CSU_data_summary[[#This Row],[Area]]","v":2099001.2191772149},{"$f":"CSU_data_summary[[#This Row],[Water Heating]]*CSU_data_summary[[#This Row],[Area]]","v":711147.10694695124},{"$f":"CSU_data_summary[[#This Row],[Lighting]]*CSU_data_summary[[#This Row],[Area]]","v":4196837.0081434958},{"$f":"CSU_data_summary[[#This Row],[Equipment]]*CSU_data_summary[[#This Row],[Area]]","v":4263588.4195350874}]
[null,"Current-San Diego-Apartments","Current","San Diego","Apartments",335110,1.2506268184748728,9.6332811003400547,7.9587083236695664,37.92745220867954,18.942858697418533,22.935605791243251,98.648532939825813,33058109.873465028,{"$f":"CSU_data_summary[[#This Row],[Heating]]*CSU_data_summary[[#This Row],[Area]]","v":419097.55313911464},{"$f":"CSU_data_summary[[#This Row],[Cooling]]*CSU_data_summary[[#This Row],[Area]]","v":3228208.8295349558},{"$f":"CSU_data_summary[[#This Row],[Ventilation]]*CSU_data_summary[[#This Row],[Area]]","v":2667042.7463449086},{"$f":"CSU_data_summary[[#This Row],[Water Heating]]*CSU_data_summary[[#This Row],[Area]]","v":12709868.509650601},{"$f":"CSU_data_summary[[#This Row],[Lighting]]*CSU_data_summary[[#This Row],[Area]]","v":6347941.3780919248},{"$f":"CSU_data_summary[[#This Row],[Equipment]]*CSU_data_summary[[#This Row],[Area]]","v":7685950.8567035263}]
[null,"Current-San Diego-Business Administration","Current","San Diego","Business Administration",149695,4.4677823000749415,11.806389386425208,5.9872474291707842,3.3692598734529864,22.079961528771452,18.035002233829854,65.745642751725228,9841793.9917195085,{"$f":"CSU_data_summary[[#This Row],[Heating]]*CSU_data_summary[[#This Row],[Area]]","v":668804.67140971834},{"$f":"CSU_data_summary[[#This Row],[Cooling]]*CSU_data_summary[[#This Row],[Area]]","v":1767357.4592009215},{"$f":"CSU_data_summary[[#This Row],[Ventilation]]*CSU_data_summary[[#This Row],[Area]]","v":896261.00390972057},{"$f":"CSU_data_summary[[#This Row],[Water Heating]]*CSU_data_summary[[#This Row],[Area]]","v":504361.35675654479},{"$f":"CSU_data_summary[[#This Row],[Lighting]]*CSU_data_summary[[#This Row],[Area]]","v":3305259.8410494425},{"$f":"CSU_data_summary[[#This Row],[Equipment]]*CSU_data_summary[[#This Row],[Area]]","v":2699749.6593931601}]
[null,"Current-San Diego-Classroom","Current","San Diego","Classroom",478006,13.775249258535375,11.885395059618908,9.4482182206240033,11.680273071945591,22.01661921925907,15.275123836226685,84.080878666209628,40191164.487720199,{"$f":"CSU_data_summary[[#This Row],[Heating]]*CSU_data_summary[[#This Row],[Area]]","v":6584651.7970754607},{"$f":"CSU_data_summary[[#This Row],[Cooling]]*CSU_data_summary[[#This Row],[Area]]","v":5681290.150868196},{"$f":"CSU_data_summary[[#This Row],[Ventilation]]*CSU_data_summary[[#This Row],[Area]]","v":4516304.9987675976},{"$f":"CSU_data_summary[[#This Row],[Water Heating]]*CSU_data_summary[[#This Row],[Area]]","v":5583240.6100284243},{"$f":"CSU_data_summary[[#This Row],[Lighting]]*CSU_data_summary[[#This Row],[Area]]","v":10524076.086521151},{"$f":"CSU_data_summary[[#This Row],[Equipment]]*CSU_data_summary[[#This Row],[Area]]","v":7301600.8444593726}]
[null,"Current-San Diego-Library","Current","San Diego","Library",526401,13.775249258535375,11.885395059618908,9.4482182206240033,11.680273071945591,22.01661921925907,15.275123836226685,84.080878666209628,44260258.610771418,{"$f":"CSU_data_summary[[#This Row],[Heating]]*CSU_data_summary[[#This Row],[Area]]","v":7251304.9849422798},{"$f":"CSU_data_summary[[#This Row],[Cooling]]*CSU_data_summary[[#This Row],[Area]]","v":6256483.844778453},{"$f":"CSU_data_summary[[#This Row],[Ventilation]]*CSU_data_summary[[#This Row],[Area]]","v":4973551.519554696},{"$f":"CSU_data_summary[[#This Row],[Water Heating]]*CSU_data_summary[[#This Row],[Area]]","v":6148507.4253452308},{"$f":"CSU_data_summary[[#This Row],[Lighting]]*CSU_data_summary[[#This Row],[Area]]","v":11589570.373637194},{"$f":"CSU_data_summary[[#This Row],[Equipment]]*CSU_data_summary[[#This Row],[Area]]","v":8040840.4625135632}]
[null,"Current-San Diego-Residence Hall","Current","San Diego","Residence Hall",563682,1.2506268184748728,9.6332811003400547,7.9587083236695664,37.92745220867954,18.942858697418533,22.935605791243251,98.648532939825813,55606402.344586894,{"$f":"CSU_data_summary[[#This Row],[Heating]]*CSU_data_summary[[#This Row],[Area]]","v":704955.82629155321},{"$f":"CSU_data_summary[[#This Row],[Cooling]]*CSU_data_summary[[#This Row],[Area]]","v":5430107.1572018825},{"$f":"CSU_data_summary[[#This Row],[Ventilation]]*CSU_data_summary[[#This Row],[Area]]","v":4486180.6253027087},{"$f":"CSU_data_summary[[#This Row],[Water Heating]]*CSU_data_summary[[#This Row],[Area]]","v":21379022.115892902},{"$f":"CSU_data_summary[[#This Row],[Lighting]]*CSU_data_summary[[#This Row],[Area]]","v":10677748.476278273},{"$f":"CSU_data_summary[[#This Row],[Equipment]]*CSU_data_summary[[#This Row],[Area]]","v":12928388.143619578}]
[null,"Current-San Diego-Science","Current","San Diego","Science",488522,8.7945249274283626,16.12837711631062,12.834969601910343,32.539398960680671,35.210460443197654,177.31397005954895,282.82170110907657,138164623.06920829,{"$f":"CSU_data_summary[[#This Row],[Heating]]*CSU_data_summary[[#This Row],[Area]]","v":4296318.9065971589},{"$f":"CSU_data_summary[[#This Row],[Cooling]]*CSU_data_summary[[#This Row],[Area]]","v":7879067.0456142966},{"$f":"CSU_data_summary[[#This Row],[Ventilation]]*CSU_data_summary[[#This Row],[Area]]","v":6270165.0198644446},{"$f":"CSU_data_summary[[#This Row],[Water Heating]]*CSU_data_summary[[#This Row],[Area]]","v":15896212.259069642},{"$f":"CSU_data_summary[[#This Row],[Lighting]]*CSU_data_summary[[#This Row],[Area]]","v":17201084.556631804},{"$f":"CSU_data_summary[[#This Row],[Equipment]]*CSU_data_summary[[#This Row],[Area]]","v":86621775.281430975}]
[null,"Current-San Diego-Social Science","Current","San Diego","Social Science",109170,13.775249258535379,11.88539505961891,9.4482182206240051,11.680273071945596,22.016619219259074,15.275123836226685,84.080878666209642,9179109.5239901058,{"$f":"CSU_data_summary[[#This Row],[Heating]]*CSU_data_summary[[#This Row],[Area]]","v":1503843.9615543073},{"$f":"CSU_data_summary[[#This Row],[Cooling]]*CSU_data_summary[[#This Row],[Area]]","v":1297528.5786585964},{"$f":"CSU_data_summary[[#This Row],[Ventilation]]*CSU_data_summary[[#This Row],[Area]]","v":1031461.9831455227},{"$f":"CSU_data_summary[[#This Row],[Water Heating]]*CSU_data_summary[[#This Row],[Area]]","v":1275135.4112643008},{"$f":"CSU_data_summary[[#This Row],[Lighting]]*CSU_data_summary[[#This Row],[Area]]","v":2403554.3201665129},{"$f":"CSU_data_summary[[#This Row],[Equipment]]*CSU_data_summary[[#This Row],[Area]]","v":1667585.2692008673}]
[null,"Current-San Diego-Theater Arts","Current","San Diego","Theater Arts",117014,13.775249258535379,11.88539505961891,9.4482182206240051,11.680273071945596,22.016619219259074,15.275123836226685,84.080878666209642,9838639.9362478554,{"$f":"CSU_data_summary[[#This Row],[Heating]]*CSU_data_summary[[#This Row],[Area]]","v":1611897.0167382588},{"$f":"CSU_data_summary[[#This Row],[Cooling]]*CSU_data_summary[[#This Row],[Area]]","v":1390757.617506247},{"$f":"CSU_data_summary[[#This Row],[Ventilation]]*CSU_data_summary[[#This Row],[Area]]","v":1105573.8068680973},{"$f":"CSU_data_summary[[#This Row],[Water Heating]]*CSU_data_summary[[#This Row],[Area]]","v":1366755.4732406419},{"$f":"CSU_data_summary[[#This Row],[Lighting]]*CSU_data_summary[[#This Row],[Area]]","v":2576252.6813223814},{"$f":"CSU_data_summary[[#This Row],[Equipment]]*CSU_data_summary[[#This Row],[Area]]","v":1787403.3405722294}]
[null,"Current-San Diego-University Union","Current","San Diego","University Union",273093,10.452017099131799,13.841669959256738,10.589280001374396,13.20760067845651,24.293774330812706,15.713397325344541,88.097739394376688,24058875.944428515,{"$f":"CSU_data_summary[[#This Row],[Heating]]*CSU_data_summary[[#This Row],[Area]]","v":2854372.7056532004},{"$f":"CSU_data_summary[[#This Row],[Cooling]]*CSU_data_summary[[#This Row],[Area]]","v":3780063.1741833002},{"$f":"CSU_data_summary[[#This Row],[Ventilation]]*CSU_data_summary[[#This Row],[Area]]","v":2891858.243415338},{"$f":"CSU_data_summary[[#This Row],[Water Heating]]*CSU_data_summary[[#This Row],[Area]]","v":3606903.2920817235},{"$f":"CSU_data_summary[[#This Row],[Lighting]]*CSU_data_summary[[#This Row],[Area]]","v":6634459.7133246344},{"$f":"CSU_data_summary[[#This Row],[Equipment]]*CSU_data_summary[[#This Row],[Area]]","v":4291218.8157703169}]
[null,"Current-San Francisco-Administration","Current","San Francisco","Administration",182305,9.2492232387241025,2.2558315399361111,4.3753100393058864,1.6191439011915969,9.2654556143213025,9.3177859029765919,36.082750236455595,6578065.781857037,{"$f":"CSU_data_summary[[#This Row],[Heating]]*CSU_data_summary[[#This Row],[Area]]","v":1686179.6425355976},{"$f":"CSU_data_summary[[#This Row],[Cooling]]*CSU_data_summary[[#This Row],[Area]]","v":411249.3688880527},{"$f":"CSU_data_summary[[#This Row],[Ventilation]]*CSU_data_summary[[#This Row],[Area]]","v":797640.89671565965},{"$f":"CSU_data_summary[[#This Row],[Water Heating]]*CSU_data_summary[[#This Row],[Area]]","v":295178.02890673408},{"$f":"CSU_data_summary[[#This Row],[Lighting]]*CSU_data_summary[[#This Row],[Area]]","v":1689138.885768845},{"$f":"CSU_data_summary[[#This Row],[Equipment]]*CSU_data_summary[[#This Row],[Area]]","v":1698678.9590421475}]
[null,"Current-San Francisco-Apartments","Current","San Francisco","Apartments",1173643,4.2949318290387195,1.3407719112232286,2.7422886601339123,16.146860602089983,7.4348135477356472,9.0630018400875123,41.022668390309008,48145967.597607434,{"$f":"CSU_data_summary[[#This Row],[Heating]]*CSU_data_summary[[#This Row],[Area]]","v":5040716.67662849},{"$f":"CSU_data_summary[[#This Row],[Cooling]]*CSU_data_summary[[#This Row],[Area]]","v":1573587.5682037636},{"$f":"CSU_data_summary[[#This Row],[Ventilation]]*CSU_data_summary[[#This Row],[Area]]","v":3218467.8899455452},{"$f":"CSU_data_summary[[#This Row],[Water Heating]]*CSU_data_summary[[#This Row],[Area]]","v":18950649.917618696},{"$f":"CSU_data_summary[[#This Row],[Lighting]]*CSU_data_summary[[#This Row],[Area]]","v":8725816.8766051084},{"$f":"CSU_data_summary[[#This Row],[Equipment]]*CSU_data_summary[[#This Row],[Area]]","v":10636728.668605829}]
[null,"Current-San Francisco-Classroom","Current","San Francisco","Classroom",193200,13.409187407535848,1.6267413098144197,3.6639056789263642,4.9359606501434419,8.7519225763330404,5.8990962348111955,38.286813857564312,7397012.4372814251,{"$f":"CSU_data_summary[[#This Row],[Heating]]*CSU_data_summary[[#This Row],[Area]]","v":2590655.0071359258},{"$f":"CSU_data_summary[[#This Row],[Cooling]]*CSU_data_summary[[#This Row],[Area]]","v":314286.42105614586},{"$f":"CSU_data_summary[[#This Row],[Ventilation]]*CSU_data_summary[[#This Row],[Area]]","v":707866.57716857351},{"$f":"CSU_data_summary[[#This Row],[Water Heating]]*CSU_data_summary[[#This Row],[Area]]","v":953627.59760771296},{"$f":"CSU_data_summary[[#This Row],[Lighting]]*CSU_data_summary[[#This Row],[Area]]","v":1690871.4417475434},{"$f":"CSU_data_summary[[#This Row],[Equipment]]*CSU_data_summary[[#This Row],[Area]]","v":1139705.392565523}]
[null,"Current-San Francisco-Education","Current","San Francisco","Education",170925,13.409187407535848,1.6267413098144197,3.6639056789263642,4.9359606501434419,8.7519225763330404,5.8990962348111955,38.286813857564312,6544173.6586041795,{"$f":"CSU_data_summary[[#This Row],[Heating]]*CSU_data_summary[[#This Row],[Area]]","v":2291965.357633065},{"$f":"CSU_data_summary[[#This Row],[Cooling]]*CSU_data_summary[[#This Row],[Area]]","v":278050.7583800297},{"$f":"CSU_data_summary[[#This Row],[Ventilation]]*CSU_data_summary[[#This Row],[Area]]","v":626253.07817048882},{"$f":"CSU_data_summary[[#This Row],[Water Heating]]*CSU_data_summary[[#This Row],[Area]]","v":843679.0741257678},{"$f":"CSU_data_summary[[#This Row],[Lighting]]*CSU_data_summary[[#This Row],[Area]]","v":1495922.3663597249},{"$f":"CSU_data_summary[[#This Row],[Equipment]]*CSU_data_summary[[#This Row],[Area]]","v":1008303.0239351036}]
[null,"Current-San Francisco-Humanities","Current","San Francisco","Humanities",132964,13.409187407535846,1.6267413098144194,3.6639056789263638,4.935960650143441,8.7519225763330404,5.8990962348111955,38.286813857564312,5090767.9177571815,{"$f":"CSU_data_summary[[#This Row],[Heating]]*CSU_data_summary[[#This Row],[Area]]","v":1782939.1944555962},{"$f":"CSU_data_summary[[#This Row],[Cooling]]*CSU_data_summary[[#This Row],[Area]]","v":216298.03151816447},{"$f":"CSU_data_summary[[#This Row],[Ventilation]]*CSU_data_summary[[#This Row],[Area]]","v":487167.55469276506},{"$f":"CSU_data_summary[[#This Row],[Water Heating]]*CSU_data_summary[[#This Row],[Area]]","v":656305.07188567251},{"$f":"CSU_data_summary[[#This Row],[Lighting]]*CSU_data_summary[[#This Row],[Area]]","v":1163690.6334395465},{"$f":"CSU_data_summary[[#This Row],[Equipment]]*CSU_data_summary[[#This Row],[Area]]","v":784367.43176543585}]
[null,"Current-San Francisco-Industrial Arts","Current","San Francisco","Industrial Arts",174558,13.409187407535848,1.6267413098144197,3.6639056789263642,4.9359606501434419,8.7519225763330404,5.8990962348111955,38.286813857564312,6683269.6533487113,{"$f":"CSU_data_summary[[#This Row],[Heating]]*CSU_data_summary[[#This Row],[Area]]","v":2340680.9354846426},{"$f":"CSU_data_summary[[#This Row],[Cooling]]*CSU_data_summary[[#This Row],[Area]]","v":283960.70955858548},{"$f":"CSU_data_summary[[#This Row],[Ventilation]]*CSU_data_summary[[#This Row],[Area]]","v":639564.04750202829},{"$f":"CSU_data_summary[[#This Row],[Water Heating]]*CSU_data_summary[[#This Row],[Area]]","v":861611.41916773887},{"$f":"CSU_data_summary[[#This Row],[Lighting]]*CSU_data_summary[[#This Row],[Area]]","v":1527718.1010795429},{"$f":"CSU_data_summary[[#This Row],[Equipment]]*CSU_data_summary[[#This Row],[Area]]","v":1029734.4405561726}]
[null,"Current-San Francisco-Library","Current","San Francisco","Library",352252,13.409187407535848,1.6267413098144197,3.6639056789263642,4.9359606501434419,8.7519225763330404,5.8990962348111955,38.286813857564312,13486606.754954744,{"$f":"CSU_data_summary[[#This Row],[Heating]]*CSU_data_summary[[#This Row],[Area]]","v":4723413.0826793173},{"$f":"CSU_data_summary[[#This Row],[Cooling]]*CSU_data_summary[[#This Row],[Area]]","v":573022.87986474892},{"$f":"CSU_data_summary[[#This Row],[Ventilation]]*CSU_data_summary[[#This Row],[Area]]","v":1290618.1032131696},{"$f":"CSU_data_summary[[#This Row],[Water Heating]]*CSU_data_summary[[#This Row],[Area]]","v":1738702.0109343277},{"$f":"CSU_data_summary[[#This Row],[Lighting]]*CSU_data_summary[[#This Row],[Area]]","v":3082882.2313584662},{"$f":"CSU_data_summary[[#This Row],[Equipment]]*CSU_data_summary[[#This Row],[Area]]","v":2077968.4469047133}]
[null,"Current-San Francisco-Residence Hall","Current","San Francisco","Residence Hall",353253,4.2949318290387168,1.3407719112232279,2.7422886601339109,16.14686060208998,7.4348135477356454,9.0630018400875123,41.022668390308993,14491380.676881824,{"$f":"CSU_data_summary[[#This Row],[Heating]]*CSU_data_summary[[#This Row],[Area]]","v":1517197.5534034139},{"$f":"CSU_data_summary[[#This Row],[Cooling]]*CSU_data_summary[[#This Row],[Area]]","v":473631.6999553389},{"$f":"CSU_data_summary[[#This Row],[Ventilation]]*CSU_data_summary[[#This Row],[Area]]","v":968721.69605828449},{"$f":"CSU_data_summary[[#This Row],[Water Heating]]*CSU_data_summary[[#This Row],[Area]]","v":5703926.9482700918},{"$f":"CSU_data_summary[[#This Row],[Lighting]]*CSU_data_summary[[#This Row],[Area]]","v":2626370.1901782597},{"$f":"CSU_data_summary[[#This Row],[Equipment]]*CSU_data_summary[[#This Row],[Area]]","v":3201532.5890164338}]
[null,"Current-San Francisco-Science","Current","San Francisco","Science",521890,11.380512645654514,2.9345532197436244,6.61661188879902,18.279935806695597,17.630231878794977,71.942986462819405,128.78483190250714,67211515.921599448,{"$f":"CSU_data_summary[[#This Row],[Heating]]*CSU_data_summary[[#This Row],[Area]]","v":5939375.7446406344},{"$f":"CSU_data_summary[[#This Row],[Cooling]]*CSU_data_summary[[#This Row],[Area]]","v":1531513.979852},{"$f":"CSU_data_summary[[#This Row],[Ventilation]]*CSU_data_summary[[#This Row],[Area]]","v":3453143.5786453206},{"$f":"CSU_data_summary[[#This Row],[Water Heating]]*CSU_data_summary[[#This Row],[Area]]","v":9540115.6981563661},{"$f":"CSU_data_summary[[#This Row],[Lighting]]*CSU_data_summary[[#This Row],[Area]]","v":9201041.7152243108},{"$f":"CSU_data_summary[[#This Row],[Equipment]]*CSU_data_summary[[#This Row],[Area]]","v":37546325.205080822}]
[null,"Current-San Francisco-University Union","Current","San Francisco","University Union",140000,12.736655052547784,1.7533571711705029,3.5280042601201274,4.9968578011289821,8.8363116991567185,5.918925816155312,37.770111800279423,5287815.652039119,{"$f":"CSU_data_summary[[#This Row],[Heating]]*CSU_data_summary[[#This Row],[Area]]","v":1783131.7073566897},{"$f":"CSU_data_summary[[#This Row],[Cooling]]*CSU_data_summary[[#This Row],[Area]]","v":245470.0039638704},{"$f":"CSU_data_summary[[#This Row],[Ventilation]]*CSU_data_summary[[#This Row],[Area]]","v":493920.5964168178},{"$f":"CSU_data_summary[[#This Row],[Water Heating]]*CSU_data_summary[[#This Row],[Area]]","v":699560.09215805749},{"$f":"CSU_data_summary[[#This Row],[Lighting]]*CSU_data_summary[[#This Row],[Area]]","v":1237083.6378819407},{"$f":"CSU_data_summary[[#This Row],[Equipment]]*CSU_data_summary[[#This Row],[Area]]","v":828649.61426174373}]
[null,"Current-San Jose-Apartments","Current","San Jose","Apartments",959825,6.6349374368468803,5.6596438194189034,4.5599130013346105,23.476844015682968,10.848710607865636,13.782122728721347,64.962171609870353,62352316.365443811,{"$f":"CSU_data_summary[[#This Row],[Heating]]*CSU_data_summary[[#This Row],[Area]]","v":6368378.825321557},{"$f":"CSU_data_summary[[#This Row],[Cooling]]*CSU_data_summary[[#This Row],[Area]]","v":5432267.6289737485},{"$f":"CSU_data_summary[[#This Row],[Ventilation]]*CSU_data_summary[[#This Row],[Area]]","v":4376718.4965059925},{"$f":"CSU_data_summary[[#This Row],[Water Heating]]*CSU_data_summary[[#This Row],[Area]]","v":22533661.807352904},{"$f":"CSU_data_summary[[#This Row],[Lighting]]*CSU_data_summary[[#This Row],[Area]]","v":10412863.659194633},{"$f":"CSU_data_summary[[#This Row],[Equipment]]*CSU_data_summary[[#This Row],[Area]]","v":13228425.948094968}]
[null,"Current-San Jose-Classroom","Current","San Jose","Classroom",331138,16.84668690211592,6.6018532426505638,5.4952567951014615,7.1144288805014178,12.871481270965662,9.2427090588009531,58.172416150135973,19263097.539123725,{"$f":"CSU_data_summary[[#This Row],[Heating]]*CSU_data_summary[[#This Row],[Area]]","v":5578578.2073928611},{"$f":"CSU_data_summary[[#This Row],[Cooling]]*CSU_data_summary[[#This Row],[Area]]","v":2186124.4790648222},{"$f":"CSU_data_summary[[#This Row],[Ventilation]]*CSU_data_summary[[#This Row],[Area]]","v":1819688.3446163076},{"$f":"CSU_data_summary[[#This Row],[Water Heating]]*CSU_data_summary[[#This Row],[Area]]","v":2355857.7506314786},{"$f":"CSU_data_summary[[#This Row],[Lighting]]*CSU_data_summary[[#This Row],[Area]]","v":4262236.5651050275},{"$f":"CSU_data_summary[[#This Row],[Equipment]]*CSU_data_summary[[#This Row],[Area]]","v":3060612.1923132301}]
[null,"Current-San Jose-Engineering","Current","San Jose","Engineering",372000,16.84668690211592,6.6018532426505638,5.4952567951014615,7.1144288805014178,12.871481270965662,9.2427090588009531,58.172416150135973,21640138.807850581,{"$f":"CSU_data_summary[[#This Row],[Heating]]*CSU_data_summary[[#This Row],[Area]]","v":6266967.5275871223},{"$f":"CSU_data_summary[[#This Row],[Cooling]]*CSU_data_summary[[#This Row],[Area]]","v":2455889.4062660099},{"$f":"CSU_data_summary[[#This Row],[Ventilation]]*CSU_data_summary[[#This Row],[Area]]","v":2044235.5277777438},{"$f":"CSU_data_summary[[#This Row],[Water Heating]]*CSU_data_summary[[#This Row],[Area]]","v":2646567.5435465276},{"$f":"CSU_data_summary[[#This Row],[Lighting]]*CSU_data_summary[[#This Row],[Area]]","v":4788191.0327992262},{"$f":"CSU_data_summary[[#This Row],[Equipment]]*CSU_data_summary[[#This Row],[Area]]","v":3438287.7698739544}]
[null,"Current-San Jose-Industrial Arts","Current","San Jose","Industrial Arts",109802,16.84668690211592,6.6018532426505638,5.4952567951014615,7.1144288805014178,12.871481270965662,9.2427090588009531,58.172416150135973,6387447.6381172305,{"$f":"CSU_data_summary[[#This Row],[Heating]]*CSU_data_summary[[#This Row],[Area]]","v":1849799.9152261321},{"$f":"CSU_data_summary[[#This Row],[Cooling]]*CSU_data_summary[[#This Row],[Area]]","v":724896.68974951725},{"$f":"CSU_data_summary[[#This Row],[Ventilation]]*CSU_data_summary[[#This Row],[Area]]","v":603390.18661573064},{"$f":"CSU_data_summary[[#This Row],[Water Heating]]*CSU_data_summary[[#This Row],[Area]]","v":781178.51993681665},{"$f":"CSU_data_summary[[#This Row],[Lighting]]*CSU_data_summary[[#This Row],[Area]]","v":1413314.3865145715},{"$f":"CSU_data_summary[[#This Row],[Equipment]]*CSU_data_summary[[#This Row],[Area]]","v":1014867.9400744622}]
[null,"Current-San Jose-Library","Current","San Jose","Library",499221,16.84668690211592,6.6018532426505638,5.4952567951014615,7.1144288805014178,12.871481270965662,9.2427090588009531,58.172416150135973,29040891.762887031,{"$f":"CSU_data_summary[[#This Row],[Heating]]*CSU_data_summary[[#This Row],[Area]]","v":8410219.8819612116},{"$f":"CSU_data_summary[[#This Row],[Cooling]]*CSU_data_summary[[#This Row],[Area]]","v":3295783.7776492573},{"$f":"CSU_data_summary[[#This Row],[Ventilation]]*CSU_data_summary[[#This Row],[Area]]","v":2743347.5925073465},{"$f":"CSU_data_summary[[#This Row],[Water Heating]]*CSU_data_summary[[#This Row],[Area]]","v":3551672.3001527982},{"$f":"CSU_data_summary[[#This Row],[Lighting]]*CSU_data_summary[[#This Row],[Area]]","v":6425713.7515727486},{"$f":"CSU_data_summary[[#This Row],[Equipment]]*CSU_data_summary[[#This Row],[Area]]","v":4614154.4590436704}]
[null,"Current-San Jose-Residence Hall","Current","San Jose","Residence Hall",244996,6.6349374368468821,5.6596438194189043,4.5599130013346105,23.476844015682975,10.848710607865637,13.782122728721347,64.962171609870353,15915472.195731796,{"$f":"CSU_data_summary[[#This Row],[Heating]]*CSU_data_summary[[#This Row],[Area]]","v":1625533.1322777388},{"$f":"CSU_data_summary[[#This Row],[Cooling]]*CSU_data_summary[[#This Row],[Area]]","v":1386590.097182354},{"$f":"CSU_data_summary[[#This Row],[Ventilation]]*CSU_data_summary[[#This Row],[Area]]","v":1117160.4456749742},{"$f":"CSU_data_summary[[#This Row],[Water Heating]]*CSU_data_summary[[#This Row],[Area]]","v":5751732.8764662659},{"$f":"CSU_data_summary[[#This Row],[Lighting]]*CSU_data_summary[[#This Row],[Area]]","v":2657890.7040846497},{"$f":"CSU_data_summary[[#This Row],[Equipment]]*CSU_data_summary[[#This Row],[Area]]","v":3376564.9400458154}]
[null,"Current-San Jose-Science","Current","San Jose","Science",425686,14.21624729130602,11.841329342700924,9.8671213113178862,26.197154386978145,25.799706366531673,107.75220154480648,195.67376024364114,83295580.303074628,{"$f":"CSU_data_summary[[#This Row],[Heating]]*CSU_data_summary[[#This Row],[Area]]","v":6051657.4444468943},{"$f":"CSU_data_summary[[#This Row],[Cooling]]*CSU_data_summary[[#This Row],[Area]]","v":5040688.1225769855},{"$f":"CSU_data_summary[[#This Row],[Ventilation]]*CSU_data_summary[[#This Row],[Area]]","v":4200295.4025296653},{"$f":"CSU_data_summary[[#This Row],[Water Heating]]*CSU_data_summary[[#This Row],[Area]]","v":11151761.862375179},{"$f":"CSU_data_summary[[#This Row],[Lighting]]*CSU_data_summary[[#This Row],[Area]]","v":10982573.804343402},{"$f":"CSU_data_summary[[#This Row],[Equipment]]*CSU_data_summary[[#This Row],[Area]]","v":45868603.666802496}]
[null,"Current-San Jose-Social Science","Current","San Jose","Social Science",130636,16.84668690211592,6.6018532426505656,5.4952567951014624,7.1144288805014186,12.871481270965665,9.2427090588009531,58.172416150135987,7599411.7561891647,{"$f":"CSU_data_summary[[#This Row],[Heating]]*CSU_data_summary[[#This Row],[Area]]","v":2200783.7901448151},{"$f":"CSU_data_summary[[#This Row],[Cooling]]*CSU_data_summary[[#This Row],[Area]]","v":862439.70020689932},{"$f":"CSU_data_summary[[#This Row],[Ventilation]]*CSU_data_summary[[#This Row],[Area]]","v":717878.36668487464},{"$f":"CSU_data_summary[[#This Row],[Water Heating]]*CSU_data_summary[[#This Row],[Area]]","v":929400.53123318334},{"$f":"CSU_data_summary[[#This Row],[Lighting]]*CSU_data_summary[[#This Row],[Area]]","v":1681478.8273138707},{"$f":"CSU_data_summary[[#This Row],[Equipment]]*CSU_data_summary[[#This Row],[Area]]","v":1207430.5406055213}]
[null,"Current-San Jose-Student Services","Current","San Jose","Student Services",106816,12.010686841379064,8.0101331800359201,6.5291391487126482,2.2762364389437177,13.243628395876321,14.193709003117352,56.263533008065025,6009845.541789474,{"$f":"CSU_data_summary[[#This Row],[Heating]]*CSU_data_summary[[#This Row],[Area]]","v":1282933.5256487462},{"$f":"CSU_data_summary[[#This Row],[Cooling]]*CSU_data_summary[[#This Row],[Area]]","v":855610.38575871685},{"$f":"CSU_data_summary[[#This Row],[Ventilation]]*CSU_data_summary[[#This Row],[Area]]","v":697416.52730889025},{"$f":"CSU_data_summary[[#This Row],[Water Heating]]*CSU_data_summary[[#This Row],[Area]]","v":243138.47146221215},{"$f":"CSU_data_summary[[#This Row],[Lighting]]*CSU_data_summary[[#This Row],[Area]]","v":1414631.4107339252},{"$f":"CSU_data_summary[[#This Row],[Equipment]]*CSU_data_summary[[#This Row],[Area]]","v":1516115.2208769831}]
[null,"Current-San Jose-University Union","Current","San Jose","University Union",227552,17.234605886157613,6.8565732433407298,5.4411100884195882,7.1406339030004418,12.820773446839063,9.1932332814251456,58.686929849182576,13354328.261041194,{"$f":"CSU_data_summary[[#This Row],[Heating]]*CSU_data_summary[[#This Row],[Area]]","v":3921769.038606937},{"$f":"CSU_data_summary[[#This Row],[Cooling]]*CSU_data_summary[[#This Row],[Area]]","v":1560226.9546686697},{"$f":"CSU_data_summary[[#This Row],[Ventilation]]*CSU_data_summary[[#This Row],[Area]]","v":1238135.4828400542},{"$f":"CSU_data_summary[[#This Row],[Water Heating]]*CSU_data_summary[[#This Row],[Area]]","v":1624865.5258955564},{"$f":"CSU_data_summary[[#This Row],[Lighting]]*CSU_data_summary[[#This Row],[Area]]","v":2917392.6393751223},{"$f":"CSU_data_summary[[#This Row],[Equipment]]*CSU_data_summary[[#This Row],[Area]]","v":2091938.6196548548}]
[null,"Current-San Luis Obispo-Administration","Current","San Luis Obispo","Administration",152728,16.034467467059983,3.5309377739539092,6.7112981404363543,2.4598968645904451,14.044087176986098,14.380787260702776,57.161474683729566,8730157.7054966483,{"$f":"CSU_data_summary[[#This Row],[Heating]]*CSU_data_summary[[#This Row],[Area]]","v":2448912.147309137},{"$f":"CSU_data_summary[[#This Row],[Cooling]]*CSU_data_summary[[#This Row],[Area]]","v":539273.06434043264},{"$f":"CSU_data_summary[[#This Row],[Ventilation]]*CSU_data_summary[[#This Row],[Area]]","v":1025003.1423925635},{"$f":"CSU_data_summary[[#This Row],[Water Heating]]*CSU_data_summary[[#This Row],[Area]]","v":375695.12833516952},{"$f":"CSU_data_summary[[#This Row],[Lighting]]*CSU_data_summary[[#This Row],[Area]]","v":2144925.3463667328},{"$f":"CSU_data_summary[[#This Row],[Equipment]]*CSU_data_summary[[#This Row],[Area]]","v":2196348.8767526136}]
[null,"Current-San Luis Obispo-Apartments","Current","San Luis Obispo","Apartments",1064946,7.3799045591741201,1.7166066343463542,4.2294084134239958,25.041516319990645,11.525354745492402,14.12659131631205,64.019381988739568,68177184.771380246,{"$f":"CSU_data_summary[[#This Row],[Heating]]*CSU_data_summary[[#This Row],[Area]]","v":7859199.8406742429},{"$f":"CSU_data_summary[[#This Row],[Cooling]]*CSU_data_summary[[#This Row],[Area]]","v":1828093.3688206126},{"$f":"CSU_data_summary[[#This Row],[Ventilation]]*CSU_data_summary[[#This Row],[Area]]","v":4504091.5722422302},{"$f":"CSU_data_summary[[#This Row],[Water Heating]]*CSU_data_summary[[#This Row],[Area]]","v":26667862.638908759},{"$f":"CSU_data_summary[[#This Row],[Lighting]]*CSU_data_summary[[#This Row],[Area]]","v":12273880.434793152},{"$f":"CSU_data_summary[[#This Row],[Equipment]]*CSU_data_summary[[#This Row],[Area]]","v":15044056.915941251}]
[null,"Current-San Luis Obispo-Classroom","Current","San Luis Obispo","Classroom",266216,21.267386606141478,2.5222280836465951,5.6492211851529284,7.688605850235998,13.501470253391048,9.1597937140173791,59.788705692585424,15916710.074657321,{"$f":"CSU_data_summary[[#This Row],[Heating]]*CSU_data_summary[[#This Row],[Area]]","v":5661718.59274056},{"$f":"CSU_data_summary[[#This Row],[Cooling]]*CSU_data_summary[[#This Row],[Area]]","v":671457.47151606192},{"$f":"CSU_data_summary[[#This Row],[Ventilation]]*CSU_data_summary[[#This Row],[Area]]","v":1503913.067026672},{"$f":"CSU_data_summary[[#This Row],[Water Heating]]*CSU_data_summary[[#This Row],[Area]]","v":2046829.8950264265},{"$f":"CSU_data_summary[[#This Row],[Lighting]]*CSU_data_summary[[#This Row],[Area]]","v":3594307.4049767512},{"$f":"CSU_data_summary[[#This Row],[Equipment]]*CSU_data_summary[[#This Row],[Area]]","v":2438483.6433708505}]
[null,"Current-San Luis Obispo-Engineering","Current","San Luis Obispo","Engineering",518574,21.267386606141475,2.5222280836465947,5.6492211851529275,7.6886058502359953,13.501470253391048,9.1597937140173791,59.788705692585424,31004868.265826795,{"$f":"CSU_data_summary[[#This Row],[Heating]]*CSU_data_summary[[#This Row],[Area]]","v":11028713.74189321},{"$f":"CSU_data_summary[[#This Row],[Cooling]]*CSU_data_summary[[#This Row],[Area]]","v":1307961.9062489492},{"$f":"CSU_data_summary[[#This Row],[Ventilation]]*CSU_data_summary[[#This Row],[Area]]","v":2929539.2268694942},{"$f":"CSU_data_summary[[#This Row],[Water Heating]]*CSU_data_summary[[#This Row],[Area]]","v":3987111.0901802811},{"$f":"CSU_data_summary[[#This Row],[Lighting]]*CSU_data_summary[[#This Row],[Area]]","v":7001511.4351820089},{"$f":"CSU_data_summary[[#This Row],[Equipment]]*CSU_data_summary[[#This Row],[Area]]","v":4750030.8654528484}]
[null,"Current-San Luis Obispo-Food Service","Current","San Luis Obispo","Food Service",94200,7.2342226383652291,4.791851921395236,8.6110773886981047,41.960593151310469,23.387280071431949,186.76490860644219,272.74993377764315,25693043.761853985,{"$f":"CSU_data_summary[[#This Row],[Heating]]*CSU_data_summary[[#This Row],[Area]]","v":681463.77253400453},{"$f":"CSU_data_summary[[#This Row],[Cooling]]*CSU_data_summary[[#This Row],[Area]]","v":451392.45099543122},{"$f":"CSU_data_summary[[#This Row],[Ventilation]]*CSU_data_summary[[#This Row],[Area]]","v":811163.49001536146},{"$f":"CSU_data_summary[[#This Row],[Water Heating]]*CSU_data_summary[[#This Row],[Area]]","v":3952687.8748534461},{"$f":"CSU_data_summary[[#This Row],[Lighting]]*CSU_data_summary[[#This Row],[Area]]","v":2203081.7827288895},{"$f":"CSU_data_summary[[#This Row],[Equipment]]*CSU_data_summary[[#This Row],[Area]]","v":17593254.390726853}]
[null,"Current-San Luis Obispo-Library","Current","San Luis Obispo","Library",208433,21.267386606141478,2.5222280836465951,5.6492211851529284,7.688605850235998,13.501470253391048,9.1597937140173791,59.788705692585424,12461939.293622658,{"$f":"CSU_data_summary[[#This Row],[Heating]]*CSU_data_summary[[#This Row],[Area]]","v":4432825.1924778866},{"$f":"CSU_data_summary[[#This Row],[Cooling]]*CSU_data_summary[[#This Row],[Area]]","v":525715.56615871075},{"$f":"CSU_data_summary[[#This Row],[Ventilation]]*CSU_data_summary[[#This Row],[Area]]","v":1177484.1192849802},{"$f":"CSU_data_summary[[#This Row],[Water Heating]]*CSU_data_summary[[#This Row],[Area]]","v":1602559.1831822398},{"$f":"CSU_data_summary[[#This Row],[Lighting]]*CSU_data_summary[[#This Row],[Area]]","v":2814151.9493250563},{"$f":"CSU_data_summary[[#This Row],[Equipment]]*CSU_data_summary[[#This Row],[Area]]","v":1909203.2831937843}]
[null,"Current-San Luis Obispo-Performing Arts","Current","San Luis Obispo","Performing Arts",101030,21.267386606141475,2.5222280836465947,5.6492211851529275,7.6886058502359953,13.501470253391048,9.1597937140173791,59.788705692585424,6040452.9361219052,{"$f":"CSU_data_summary[[#This Row],[Heating]]*CSU_data_summary[[#This Row],[Area]]","v":2148644.0688184733},{"$f":"CSU_data_summary[[#This Row],[Cooling]]*CSU_data_summary[[#This Row],[Area]]","v":254820.70329081547},{"$f":"CSU_data_summary[[#This Row],[Ventilation]]*CSU_data_summary[[#This Row],[Area]]","v":570740.81633600022},{"$f":"CSU_data_summary[[#This Row],[Water Heating]]*CSU_data_summary[[#This Row],[Area]]","v":776779.84904934256},{"$f":"CSU_data_summary[[#This Row],[Lighting]]*CSU_data_summary[[#This Row],[Area]]","v":1364053.5397000976},{"$f":"CSU_data_summary[[#This Row],[Equipment]]*CSU_data_summary[[#This Row],[Area]]","v":925413.95892717585}]
[null,"Current-San Luis Obispo-Residence Hall","Current","San Luis Obispo","Residence Hall",521680,7.3799045591741095,1.7166066343463517,4.2294084134239904,25.041516319990613,11.525354745492391,14.126591316312046,64.019381988739511,33397631.195885628,{"$f":"CSU_data_summary[[#This Row],[Heating]]*CSU_data_summary[[#This Row],[Area]]","v":3849948.6104299496},{"$f":"CSU_data_summary[[#This Row],[Cooling]]*CSU_data_summary[[#This Row],[Area]]","v":895519.34900580475},{"$f":"CSU_data_summary[[#This Row],[Ventilation]]*CSU_data_summary[[#This Row],[Area]]","v":2206397.7811150271},{"$f":"CSU_data_summary[[#This Row],[Water Heating]]*CSU_data_summary[[#This Row],[Area]]","v":13063658.233812703},{"$f":"CSU_data_summary[[#This Row],[Lighting]]*CSU_data_summary[[#This Row],[Area]]","v":6012547.0636284705},{"$f":"CSU_data_summary[[#This Row],[Equipment]]*CSU_data_summary[[#This Row],[Area]]","v":7369560.1578936679}]
[null,"Current-San Luis Obispo-Science","Current","San Luis Obispo","Science",379831,18.332897674224451,4.6213139678452864,10.361856617560735,28.920659919684645,27.550267247990373,111.32345583493306,201.11045126223854,76387983.813387334,{"$f":"CSU_data_summary[[#This Row],[Heating]]*CSU_data_summary[[#This Row],[Area]]","v":6963402.8564983476},{"$f":"CSU_data_summary[[#This Row],[Cooling]]*CSU_data_summary[[#This Row],[Area]]","v":1755318.3057206429},{"$f":"CSU_data_summary[[#This Row],[Ventilation]]*CSU_data_summary[[#This Row],[Area]]","v":3935754.3609047113},{"$f":"CSU_data_summary[[#This Row],[Water Heating]]*CSU_data_summary[[#This Row],[Area]]","v":10984963.177953739},{"$f":"CSU_data_summary[[#This Row],[Lighting]]*CSU_data_summary[[#This Row],[Area]]","v":10464445.559071431},{"$f":"CSU_data_summary[[#This Row],[Equipment]]*CSU_data_summary[[#This Row],[Area]]","v":42284099.553238459}]
[null,"Current-San Luis Obispo-University Union","Current","San Luis Obispo","University Union",115276,21.101938706886358,2.5494663242208393,5.3645933191487352,7.6111173372430638,13.441028971917728,9.1851715590028675,59.253316218419585,6830485.2803945364,{"$f":"CSU_data_summary[[#This Row],[Heating]]*CSU_data_summary[[#This Row],[Area]]","v":2432547.0863750316},{"$f":"CSU_data_summary[[#This Row],[Cooling]]*CSU_data_summary[[#This Row],[Area]]","v":293892.27999088145},{"$f":"CSU_data_summary[[#This Row],[Ventilation]]*CSU_data_summary[[#This Row],[Area]]","v":618408.85945818957},{"$f":"CSU_data_summary[[#This Row],[Water Heating]]*CSU_data_summary[[#This Row],[Area]]","v":877379.16216803144},{"$f":"CSU_data_summary[[#This Row],[Lighting]]*CSU_data_summary[[#This Row],[Area]]","v":1549428.0557667881},{"$f":"CSU_data_summary[[#This Row],[Equipment]]*CSU_data_summary[[#This Row],[Area]]","v":1058829.8366356145}]
[null,"Current-San Marcos-Administration","Current","San Marcos","Administration",172999,7.6900358260886836,12.517921370771964,6.7002386760029928,2.0920146044001875,12.514035161024276,13.782487778777,55.296733417065099,9566279.5844188444,{"$f":"CSU_data_summary[[#This Row],[Heating]]*CSU_data_summary[[#This Row],[Area]]","v":1330368.5078775161},{"$f":"CSU_data_summary[[#This Row],[Cooling]]*CSU_data_summary[[#This Row],[Area]]","v":2165587.8792221788},{"$f":"CSU_data_summary[[#This Row],[Ventilation]]*CSU_data_summary[[#This Row],[Area]]","v":1159134.5907098418},{"$f":"CSU_data_summary[[#This Row],[Water Heating]]*CSU_data_summary[[#This Row],[Area]]","v":361916.43454662804},{"$f":"CSU_data_summary[[#This Row],[Lighting]]*CSU_data_summary[[#This Row],[Area]]","v":2164915.5688220388},{"$f":"CSU_data_summary[[#This Row],[Equipment]]*CSU_data_summary[[#This Row],[Area]]","v":2384356.6032406422}]
[null,"Current-San Marcos-Apartments","Current","San Marcos","Apartments",189000,3.4195448098838259,9.2822127771789553,5.1559674421088193,21.164019422083737,10.615559186795373,13.305823943096652,62.943127581147365,11896251.112836853,{"$f":"CSU_data_summary[[#This Row],[Heating]]*CSU_data_summary[[#This Row],[Area]]","v":646293.96906804305},{"$f":"CSU_data_summary[[#This Row],[Cooling]]*CSU_data_summary[[#This Row],[Area]]","v":1754338.2148868225},{"$f":"CSU_data_summary[[#This Row],[Ventilation]]*CSU_data_summary[[#This Row],[Area]]","v":974477.8465585669},{"$f":"CSU_data_summary[[#This Row],[Water Heating]]*CSU_data_summary[[#This Row],[Area]]","v":3999999.6707738261},{"$f":"CSU_data_summary[[#This Row],[Lighting]]*CSU_data_summary[[#This Row],[Area]]","v":2006340.6863043255},{"$f":"CSU_data_summary[[#This Row],[Equipment]]*CSU_data_summary[[#This Row],[Area]]","v":2514800.7252452672}]
[null,"Current-San Marcos-Business Administration","Current","San Marcos","Business Administration",80200,4.5543448996502729,9.6598409961835934,3.5047002299132348,1.8175478886093321,12.082328060367468,10.406601023696407,42.025363098420314,3370434.1204933091,{"$f":"CSU_data_summary[[#This Row],[Heating]]*CSU_data_summary[[#This Row],[Area]]","v":365258.46095195191},{"$f":"CSU_data_summary[[#This Row],[Cooling]]*CSU_data_summary[[#This Row],[Area]]","v":774719.24789392424},{"$f":"CSU_data_summary[[#This Row],[Ventilation]]*CSU_data_summary[[#This Row],[Area]]","v":281076.95843904145},{"$f":"CSU_data_summary[[#This Row],[Water Heating]]*CSU_data_summary[[#This Row],[Area]]","v":145767.34066646843},{"$f":"CSU_data_summary[[#This Row],[Lighting]]*CSU_data_summary[[#This Row],[Area]]","v":969002.71044147096},{"$f":"CSU_data_summary[[#This Row],[Equipment]]*CSU_data_summary[[#This Row],[Area]]","v":834609.40210045187}]
[null,"Current-San Marcos-Classroom","Current","San Marcos","Classroom",133706,10.624066702203425,11.605225245394381,5.3998120437319894,6.343406340850505,12.132486606252114,8.9563548751605939,55.061351813593014,7362033.1055882676,{"$f":"CSU_data_summary[[#This Row],[Heating]]*CSU_data_summary[[#This Row],[Area]]","v":1420501.4624848112},{"$f":"CSU_data_summary[[#This Row],[Cooling]]*CSU_data_summary[[#This Row],[Area]]","v":1551688.2466607012},{"$f":"CSU_data_summary[[#This Row],[Ventilation]]*CSU_data_summary[[#This Row],[Area]]","v":721987.2691192294},{"$f":"CSU_data_summary[[#This Row],[Water Heating]]*CSU_data_summary[[#This Row],[Area]]","v":848151.4882097576},{"$f":"CSU_data_summary[[#This Row],[Lighting]]*CSU_data_summary[[#This Row],[Area]]","v":1622186.2541755452},{"$f":"CSU_data_summary[[#This Row],[Equipment]]*CSU_data_summary[[#This Row],[Area]]","v":1197518.3849382224}]
[null,"Current-San Marcos-Food Sales-Vendor","Current","San Marcos","Food Sales-Vendor",26705,4.1483132013372384,10.245503468610254,6.0913414772978403,5.2462720751980978,22.011489556941626,73.444473970838374,121.18739375022344,3236309.3500997168,{"$f":"CSU_data_summary[[#This Row],[Heating]]*CSU_data_summary[[#This Row],[Area]]","v":110780.70404171095},{"$f":"CSU_data_summary[[#This Row],[Cooling]]*CSU_data_summary[[#This Row],[Area]]","v":273606.17012923682},{"$f":"CSU_data_summary[[#This Row],[Ventilation]]*CSU_data_summary[[#This Row],[Area]]","v":162669.27415123882},{"$f":"CSU_data_summary[[#This Row],[Water Heating]]*CSU_data_summary[[#This Row],[Area]]","v":140101.6957681652},{"$f":"CSU_data_summary[[#This Row],[Lighting]]*CSU_data_summary[[#This Row],[Area]]","v":587816.82861812611},{"$f":"CSU_data_summary[[#This Row],[Equipment]]*CSU_data_summary[[#This Row],[Area]]","v":1961334.6773912387}]
[null,"Current-San Marcos-Library","Current","San Marcos","Library",200530,10.624066702203425,11.605225245394381,5.3998120437319894,6.343406340850505,12.132486606252114,8.9563548751605939,55.061351813593014,11041452.879179807,{"$f":"CSU_data_summary[[#This Row],[Heating]]*CSU_data_summary[[#This Row],[Area]]","v":2130444.0957928528},{"$f":"CSU_data_summary[[#This Row],[Cooling]]*CSU_data_summary[[#This Row],[Area]]","v":2327195.8184589352},{"$f":"CSU_data_summary[[#This Row],[Ventilation]]*CSU_data_summary[[#This Row],[Area]]","v":1082824.3091295757},{"$f":"CSU_data_summary[[#This Row],[Water Heating]]*CSU_data_summary[[#This Row],[Area]]","v":1272043.2735307517},{"$f":"CSU_data_summary[[#This Row],[Lighting]]*CSU_data_summary[[#This Row],[Area]]","v":2432927.5391517365},{"$f":"CSU_data_summary[[#This Row],[Equipment]]*CSU_data_summary[[#This Row],[Area]]","v":1796017.843115954}]
[null,"Current-San Marcos-Recreation Center","Current","San Marcos","Recreation Center",26000,10.62406670220342,11.605225245394376,5.3998120437319868,6.3434063408505024,12.132486606252112,8.9563548751605921,55.061351813592985,1431595.1471534176,{"$f":"CSU_data_summary[[#This Row],[Heating]]*CSU_data_summary[[#This Row],[Area]]","v":276225.73425728892},{"$f":"CSU_data_summary[[#This Row],[Cooling]]*CSU_data_summary[[#This Row],[Area]]","v":301735.8563802538},{"$f":"CSU_data_summary[[#This Row],[Ventilation]]*CSU_data_summary[[#This Row],[Area]]","v":140395.11313703164},{"$f":"CSU_data_summary[[#This Row],[Water Heating]]*CSU_data_summary[[#This Row],[Area]]","v":164928.56486211307},{"$f":"CSU_data_summary[[#This Row],[Lighting]]*CSU_data_summary[[#This Row],[Area]]","v":315444.65176255489},{"$f":"CSU_data_summary[[#This Row],[Equipment]]*CSU_data_summary[[#This Row],[Area]]","v":232865.22675417538}]
[null,"Current-San Marcos-Science","Current","San Marcos","Science",108789,8.4811885571508476,19.691719175808093,9.172264797303443,22.096936839690986,23.231429967853202,102.53557636502458,185.20911570283116,20148714.4881953,{"$f":"CSU_data_summary[[#This Row],[Heating]]*CSU_data_summary[[#This Row],[Area]]","v":922660.0219438835},{"$f":"CSU_data_summary[[#This Row],[Cooling]]*CSU_data_summary[[#This Row],[Area]]","v":2142242.4374169866},{"$f":"CSU_data_summary[[#This Row],[Ventilation]]*CSU_data_summary[[#This Row],[Area]]","v":997841.51503384428},{"$f":"CSU_data_summary[[#This Row],[Water Heating]]*CSU_data_summary[[#This Row],[Area]]","v":2403903.6618531425},{"$f":"CSU_data_summary[[#This Row],[Lighting]]*CSU_data_summary[[#This Row],[Area]]","v":2527324.0347727821},{"$f":"CSU_data_summary[[#This Row],[Equipment]]*CSU_data_summary[[#This Row],[Area]]","v":11154742.81717466}]
[null,"Current-San Marcos-Social Science","Current","San Marcos","Social Science",106509,10.62406670220342,11.605225245394376,5.3998120437319868,6.3434063408505024,12.132486606252112,8.9563548751605921,55.061351813592985,5864529.5203139754,{"$f":"CSU_data_summary[[#This Row],[Heating]]*CSU_data_summary[[#This Row],[Area]]","v":1131558.720384984},{"$f":"CSU_data_summary[[#This Row],[Cooling]]*CSU_data_summary[[#This Row],[Area]]","v":1236060.9356617096},{"$f":"CSU_data_summary[[#This Row],[Ventilation]]*CSU_data_summary[[#This Row],[Area]]","v":575128.58096585015},{"$f":"CSU_data_summary[[#This Row],[Water Heating]]*CSU_data_summary[[#This Row],[Area]]","v":675629.86595764617},{"$f":"CSU_data_summary[[#This Row],[Lighting]]*CSU_data_summary[[#This Row],[Area]]","v":1292219.0159453063},{"$f":"CSU_data_summary[[#This Row],[Equipment]]*CSU_data_summary[[#This Row],[Area]]","v":953932.40139847947}]
[null,"Current-San Marcos-University Union","Current","San Marcos","University Union",89500,10.661928724844639,11.757357248001105,5.9050740417022372,6.701807875521169,12.623134515958885,9.0519521711121271,56.701254577140155,5074762.2846540436,{"$f":"CSU_data_summary[[#This Row],[Heating]]*CSU_data_summary[[#This Row],[Area]]","v":954242.62087359524},{"$f":"CSU_data_summary[[#This Row],[Cooling]]*CSU_data_summary[[#This Row],[Area]]","v":1052283.4736960989},{"$f":"CSU_data_summary[[#This Row],[Ventilation]]*CSU_data_summary[[#This Row],[Area]]","v":528504.12673235021},{"$f":"CSU_data_summary[[#This Row],[Water Heating]]*CSU_data_summary[[#This Row],[Area]]","v":599811.80485914461},{"$f":"CSU_data_summary[[#This Row],[Lighting]]*CSU_data_summary[[#This Row],[Area]]","v":1129770.5391783202},{"$f":"CSU_data_summary[[#This Row],[Equipment]]*CSU_data_summary[[#This Row],[Area]]","v":810149.71931453538}]
[null,"Current-Sonoma-Administration","Current","Sonoma","Administration",116186,17.00081886001119,6.8993326846569465,6.3798067320309029,2.2838185377571523,13.156184002679824,14.470682063760259,60.19064288089627,6993310.0337598138,{"$f":"CSU_data_summary[[#This Row],[Heating]]*CSU_data_summary[[#This Row],[Area]]","v":1975257.14006926},{"$f":"CSU_data_summary[[#This Row],[Cooling]]*CSU_data_summary[[#This Row],[Area]]","v":801605.86729955196},{"$f":"CSU_data_summary[[#This Row],[Ventilation]]*CSU_data_summary[[#This Row],[Area]]","v":741244.22496774246},{"$f":"CSU_data_summary[[#This Row],[Water Heating]]*CSU_data_summary[[#This Row],[Area]]","v":265347.7406278525},{"$f":"CSU_data_summary[[#This Row],[Lighting]]*CSU_data_summary[[#This Row],[Area]]","v":1528564.3945353581},{"$f":"CSU_data_summary[[#This Row],[Equipment]]*CSU_data_summary[[#This Row],[Area]]","v":1681290.6662600494}]
[null,"Current-Sonoma-Classroom","Current","Sonoma","Classroom",203900,23.641132402665036,6.1889129439938149,5.502637316994325,7.2446876765636157,12.904038424481239,9.3160682249702695,64.797476989668297,13212205.558193365,{"$f":"CSU_data_summary[[#This Row],[Heating]]*CSU_data_summary[[#This Row],[Area]]","v":4820426.8969034012},{"$f":"CSU_data_summary[[#This Row],[Cooling]]*CSU_data_summary[[#This Row],[Area]]","v":1261919.3492803387},{"$f":"CSU_data_summary[[#This Row],[Ventilation]]*CSU_data_summary[[#This Row],[Area]]","v":1121987.7489351428},{"$f":"CSU_data_summary[[#This Row],[Water Heating]]*CSU_data_summary[[#This Row],[Area]]","v":1477191.8172513212},{"$f":"CSU_data_summary[[#This Row],[Lighting]]*CSU_data_summary[[#This Row],[Area]]","v":2631133.4347517248},{"$f":"CSU_data_summary[[#This Row],[Equipment]]*CSU_data_summary[[#This Row],[Area]]","v":1899546.311071438}]
[null,"Current-Sonoma-Food Sales-Vendor","Current","Sonoma","Food Sales-Vendor",28560,11.687095605106258,6.9175399505397523,7.8589181199598466,7.585872111597749,28.88363468017512,79.683077700689196,142.61613816806792,4073116.9060800197,{"$f":"CSU_data_summary[[#This Row],[Heating]]*CSU_data_summary[[#This Row],[Area]]","v":333783.4504818347},{"$f":"CSU_data_summary[[#This Row],[Cooling]]*CSU_data_summary[[#This Row],[Area]]","v":197564.94098741532},{"$f":"CSU_data_summary[[#This Row],[Ventilation]]*CSU_data_summary[[#This Row],[Area]]","v":224450.70150605321},{"$f":"CSU_data_summary[[#This Row],[Water Heating]]*CSU_data_summary[[#This Row],[Area]]","v":216652.5075072317},{"$f":"CSU_data_summary[[#This Row],[Lighting]]*CSU_data_summary[[#This Row],[Area]]","v":824916.60646580148},{"$f":"CSU_data_summary[[#This Row],[Equipment]]*CSU_data_summary[[#This Row],[Area]]","v":2275748.6991316834}]
[null,"Current-Sonoma-Library","Current","Sonoma","Library",215500,23.641132402665036,6.1889129439938149,5.502637316994325,7.2446876765636157,12.904038424481239,9.3160682249702695,64.797476989668297,13963856.291273518,{"$f":"CSU_data_summary[[#This Row],[Heating]]*CSU_data_summary[[#This Row],[Area]]","v":5094664.0327743152},{"$f":"CSU_data_summary[[#This Row],[Cooling]]*CSU_data_summary[[#This Row],[Area]]","v":1333710.7394306671},{"$f":"CSU_data_summary[[#This Row],[Ventilation]]*CSU_data_summary[[#This Row],[Area]]","v":1185818.341812277},{"$f":"CSU_data_summary[[#This Row],[Water Heating]]*CSU_data_summary[[#This Row],[Area]]","v":1561230.1942994592},{"$f":"CSU_data_summary[[#This Row],[Lighting]]*CSU_data_summary[[#This Row],[Area]]","v":2780820.2804757073},{"$f":"CSU_data_summary[[#This Row],[Equipment]]*CSU_data_summary[[#This Row],[Area]]","v":2007612.7024810931}]
[null,"Current-Sonoma-Music","Current","Sonoma","Music",136154,23.641132402665036,6.1889129439938149,5.502637316994325,7.2446876765636157,12.904038424481239,9.3160682249702695,64.797476989668297,8822435.6820512973,{"$f":"CSU_data_summary[[#This Row],[Heating]]*CSU_data_summary[[#This Row],[Area]]","v":3218834.7411524556},{"$f":"CSU_data_summary[[#This Row],[Cooling]]*CSU_data_summary[[#This Row],[Area]]","v":842645.25297653384},{"$f":"CSU_data_summary[[#This Row],[Ventilation]]*CSU_data_summary[[#This Row],[Area]]","v":749206.08125804528},{"$f":"CSU_data_summary[[#This Row],[Water Heating]]*CSU_data_summary[[#This Row],[Area]]","v":986393.20591484255},{"$f":"CSU_data_summary[[#This Row],[Lighting]]*CSU_data_summary[[#This Row],[Area]]","v":1756936.4476468186},{"$f":"CSU_data_summary[[#This Row],[Equipment]]*CSU_data_summary[[#This Row],[Area]]","v":1268419.9531026022}]
[null,"Current-Sonoma-Recreation Center","Current","Sonoma","Recreation Center",53442,23.641132402665036,6.1889129439938149,5.502637316994325,7.2446876765636157,12.904038424481239,9.3160682249702695,64.797476989668297,3462906.7652818533,{"$f":"CSU_data_summary[[#This Row],[Heating]]*CSU_data_summary[[#This Row],[Area]]","v":1263429.3978632248},{"$f":"CSU_data_summary[[#This Row],[Cooling]]*CSU_data_summary[[#This Row],[Area]]","v":330747.88555291743},{"$f":"CSU_data_summary[[#This Row],[Ventilation]]*CSU_data_summary[[#This Row],[Area]]","v":294071.94349481072},{"$f":"CSU_data_summary[[#This Row],[Water Heating]]*CSU_data_summary[[#This Row],[Area]]","v":387170.59881091275},{"$f":"CSU_data_summary[[#This Row],[Lighting]]*CSU_data_summary[[#This Row],[Area]]","v":689617.62148112641},{"$f":"CSU_data_summary[[#This Row],[Equipment]]*CSU_data_summary[[#This Row],[Area]]","v":497869.31807886116}]
[null,"Current-Sonoma-Residence Hall","Current","Sonoma","Residence Hall",904585,10.837915342481569,4.8835845944805776,4.6514429255001399,24.064341335102512,11.130618340076639,14.101677938453612,69.669580476095049,63022057.454968438,{"$f":"CSU_data_summary[[#This Row],[Heating]]*CSU_data_summary[[#This Row],[Area]]","v":9803815.6500786897},{"$f":"CSU_data_summary[[#This Row],[Cooling]]*CSU_data_summary[[#This Row],[Area]]","v":4417617.3703982132},{"$f":"CSU_data_summary[[#This Row],[Ventilation]]*CSU_data_summary[[#This Row],[Area]]","v":4207625.4987635445},{"$f":"CSU_data_summary[[#This Row],[Water Heating]]*CSU_data_summary[[#This Row],[Area]]","v":21768242.206613705},{"$f":"CSU_data_summary[[#This Row],[Lighting]]*CSU_data_summary[[#This Row],[Area]]","v":10068590.391158227},{"$f":"CSU_data_summary[[#This Row],[Equipment]]*CSU_data_summary[[#This Row],[Area]]","v":12756166.337956062}]
[null,"Current-Sonoma-Science","Current","Sonoma","Science",119791,22.948022636312043,12.768959151855162,11.365273577319863,30.685999536587925,29.041919784590931,111.14821205363759,217.95838674030352,26109453.106007699,{"$f":"CSU_data_summary[[#This Row],[Heating]]*CSU_data_summary[[#This Row],[Area]]","v":2748966.5796264559},{"$f":"CSU_data_summary[[#This Row],[Cooling]]*CSU_data_summary[[#This Row],[Area]]","v":1529606.3857598817},{"$f":"CSU_data_summary[[#This Row],[Ventilation]]*CSU_data_summary[[#This Row],[Area]]","v":1361457.4871007237},{"$f":"CSU_data_summary[[#This Row],[Water Heating]]*CSU_data_summary[[#This Row],[Area]]","v":3675906.5704874042},{"$f":"CSU_data_summary[[#This Row],[Lighting]]*CSU_data_summary[[#This Row],[Area]]","v":3478960.6129159322},{"$f":"CSU_data_summary[[#This Row],[Equipment]]*CSU_data_summary[[#This Row],[Area]]","v":13314555.470117301}]
[null,"Current-Sonoma-Theater Arts","Current","Sonoma","Theater Arts",20655,23.641132402665036,6.1889129439938149,5.502637316994325,7.2446876765636157,12.904038424481239,9.3160682249702695,64.797476989668297,1338391.8872215988,{"$f":"CSU_data_summary[[#This Row],[Heating]]*CSU_data_summary[[#This Row],[Area]]","v":488307.58977704635},{"$f":"CSU_data_summary[[#This Row],[Cooling]]*CSU_data_summary[[#This Row],[Area]]","v":127831.99685819224},{"$f":"CSU_data_summary[[#This Row],[Ventilation]]*CSU_data_summary[[#This Row],[Area]]","v":113656.97378251779},{"$f":"CSU_data_summary[[#This Row],[Water Heating]]*CSU_data_summary[[#This Row],[Area]]","v":149639.02395942149},{"$f":"CSU_data_summary[[#This Row],[Lighting]]*CSU_data_summary[[#This Row],[Area]]","v":266532.91365766001},{"$f":"CSU_data_summary[[#This Row],[Equipment]]*CSU_data_summary[[#This Row],[Area]]","v":192423.38918676091}]
[null,"Current-Sonoma-University Union","Current","Sonoma","University Union",130065,24.266273906423621,5.7660803882141245,5.159515466634339,6.8796447745881899,12.392332267318054,9.2266860509182766,63.690532854096602,8283909.1556680743,{"$f":"CSU_data_summary[[#This Row],[Heating]]*CSU_data_summary[[#This Row],[Area]]","v":3156192.9156389884},{"$f":"CSU_data_summary[[#This Row],[Cooling]]*CSU_data_summary[[#This Row],[Area]]","v":749965.24569307012},{"$f":"CSU_data_summary[[#This Row],[Ventilation]]*CSU_data_summary[[#This Row],[Area]]","v":671072.3791677953},{"$f":"CSU_data_summary[[#This Row],[Water Heating]]*CSU_data_summary[[#This Row],[Area]]","v":894800.99760681298},{"$f":"CSU_data_summary[[#This Row],[Lighting]]*CSU_data_summary[[#This Row],[Area]]","v":1611808.6963487226},{"$f":"CSU_data_summary[[#This Row],[Equipment]]*CSU_data_summary[[#This Row],[Area]]","v":1200068.9212126858}]
[null,"Current-Stanislaus-Apartments","Current","Stanislaus","Apartments",122341,9.3565369382041386,7.5395618142188781,4.6679974382275393,20.268099753783702,10.198656076087294,12.855972640110302,64.886824660631845,7938319.0158063602,{"$f":"CSU_data_summary[[#This Row],[Heating]]*CSU_data_summary[[#This Row],[Area]]","v":1144688.0855568326},{"$f":"CSU_data_summary[[#This Row],[Cooling]]*CSU_data_summary[[#This Row],[Area]]","v":922397.53191335173},{"$f":"CSU_data_summary[[#This Row],[Ventilation]]*CSU_data_summary[[#This Row],[Area]]","v":571087.47459019534},{"$f":"CSU_data_summary[[#This Row],[Water Heating]]*CSU_data_summary[[#This Row],[Area]]","v":2479619.5919776517},{"$f":"CSU_data_summary[[#This Row],[Lighting]]*CSU_data_summary[[#This Row],[Area]]","v":1247713.7830045957},{"$f":"CSU_data_summary[[#This Row],[Equipment]]*CSU_data_summary[[#This Row],[Area]]","v":1572812.5487637345}]
[null,"Current-Stanislaus-Classroom","Current","Stanislaus","Classroom",375900,20.272105886104473,8.6675709680216286,5.0234221691214547,6.2882707127515394,11.550411652805575,8.4914383128989854,60.293219701703656,22664221.285870403,{"$f":"CSU_data_summary[[#This Row],[Heating]]*CSU_data_summary[[#This Row],[Area]]","v":7620284.6025866717},{"$f":"CSU_data_summary[[#This Row],[Cooling]]*CSU_data_summary[[#This Row],[Area]]","v":3258139.9268793301},{"$f":"CSU_data_summary[[#This Row],[Ventilation]]*CSU_data_summary[[#This Row],[Area]]","v":1888304.3933727548},{"$f":"CSU_data_summary[[#This Row],[Water Heating]]*CSU_data_summary[[#This Row],[Area]]","v":2363760.9609233038},{"$f":"CSU_data_summary[[#This Row],[Lighting]]*CSU_data_summary[[#This Row],[Area]]","v":4341799.7402896155},{"$f":"CSU_data_summary[[#This Row],[Equipment]]*CSU_data_summary[[#This Row],[Area]]","v":3191931.6618187288}]
[null,"Current-Stanislaus-Food Service","Current","Stanislaus","Food Service",33575,8.7814631705547921,20.970399879170298,9.7512179815050111,43.703430151968085,24.183304212455859,167.66165946709665,275.05147486275069,9234853.2685168553,{"$f":"CSU_data_summary[[#This Row],[Heating]]*CSU_data_summary[[#This Row],[Area]]","v":294837.62595137715},{"$f":"CSU_data_summary[[#This Row],[Cooling]]*CSU_data_summary[[#This Row],[Area]]","v":704081.17594314273},{"$f":"CSU_data_summary[[#This Row],[Ventilation]]*CSU_data_summary[[#This Row],[Area]]","v":327397.14372903074},{"$f":"CSU_data_summary[[#This Row],[Water Heating]]*CSU_data_summary[[#This Row],[Area]]","v":1467342.6673523285},{"$f":"CSU_data_summary[[#This Row],[Lighting]]*CSU_data_summary[[#This Row],[Area]]","v":811954.43893320544},{"$f":"CSU_data_summary[[#This Row],[Equipment]]*CSU_data_summary[[#This Row],[Area]]","v":5629240.21660777}]
[null,"Current-Stanislaus-Library","Current","Stanislaus","Library",123319,20.272105886104473,8.6675709680216286,5.0234221691214547,6.2882707127515394,11.550411652805575,8.4914383128989854,60.293219701703656,7435299.5603943933,{"$f":"CSU_data_summary[[#This Row],[Heating]]*CSU_data_summary[[#This Row],[Area]]","v":2499935.8257685173},{"$f":"CSU_data_summary[[#This Row],[Cooling]]*CSU_data_summary[[#This Row],[Area]]","v":1068876.1842054592},{"$f":"CSU_data_summary[[#This Row],[Ventilation]]*CSU_data_summary[[#This Row],[Area]]","v":619483.39847388864},{"$f":"CSU_data_summary[[#This Row],[Water Heating]]*CSU_data_summary[[#This Row],[Area]]","v":775463.25602580712},{"$f":"CSU_data_summary[[#This Row],[Lighting]]*CSU_data_summary[[#This Row],[Area]]","v":1424385.2146123308},{"$f":"CSU_data_summary[[#This Row],[Equipment]]*CSU_data_summary[[#This Row],[Area]]","v":1047155.68130839}]
[null,"Current-Stanislaus-Music","Current","Stanislaus","Music",22407,20.272105886104473,8.6675709680216286,5.0234221691214547,6.2882707127515394,11.550411652805575,8.4914383128989854,60.293219701703656,1350990.1738560738,{"$f":"CSU_data_summary[[#This Row],[Heating]]*CSU_data_summary[[#This Row],[Area]]","v":454237.07658994291},{"$f":"CSU_data_summary[[#This Row],[Cooling]]*CSU_data_summary[[#This Row],[Area]]","v":194214.26268046064},{"$f":"CSU_data_summary[[#This Row],[Ventilation]]*CSU_data_summary[[#This Row],[Area]]","v":112559.82054350444},{"$f":"CSU_data_summary[[#This Row],[Water Heating]]*CSU_data_summary[[#This Row],[Area]]","v":140901.28186062374},{"$f":"CSU_data_summary[[#This Row],[Lighting]]*CSU_data_summary[[#This Row],[Area]]","v":258810.07390441452},{"$f":"CSU_data_summary[[#This Row],[Equipment]]*CSU_data_summary[[#This Row],[Area]]","v":190267.65827712757}]
[null,"Current-Stanislaus-Residence Hall","Current","Stanislaus","Residence Hall",70376,9.3565369382041386,7.5395618142188781,4.6679974382275393,20.268099753783702,10.198656076087294,12.855972640110302,64.886824660631845,4566475.1723166266,{"$f":"CSU_data_summary[[#This Row],[Heating]]*CSU_data_summary[[#This Row],[Area]]","v":658475.6435630545},{"$f":"CSU_data_summary[[#This Row],[Cooling]]*CSU_data_summary[[#This Row],[Area]]","v":530604.20223746775},{"$f":"CSU_data_summary[[#This Row],[Ventilation]]*CSU_data_summary[[#This Row],[Area]]","v":328514.98771270132},{"$f":"CSU_data_summary[[#This Row],[Water Heating]]*CSU_data_summary[[#This Row],[Area]]","v":1426387.7882722819},{"$f":"CSU_data_summary[[#This Row],[Lighting]]*CSU_data_summary[[#This Row],[Area]]","v":717740.6200107194},{"$f":"CSU_data_summary[[#This Row],[Equipment]]*CSU_data_summary[[#This Row],[Area]]","v":904751.93052040262}]
[null,"Current-Stanislaus-Science","Current","Stanislaus","Science",166389,20.048879555122696,18.220184762442543,10.5711668975823,27.13726547082452,26.398177785130351,100.43180366045122,202.80747813155364,33744933.478831075,{"$f":"CSU_data_summary[[#This Row],[Heating]]*CSU_data_summary[[#This Row],[Area]]","v":3335913.0202973103},{"$f":"CSU_data_summary[[#This Row],[Cooling]]*CSU_data_summary[[#This Row],[Area]]","v":3031638.3224380524},{"$f":"CSU_data_summary[[#This Row],[Ventilation]]*CSU_data_summary[[#This Row],[Area]]","v":1758925.8889218213},{"$f":"CSU_data_summary[[#This Row],[Water Heating]]*CSU_data_summary[[#This Row],[Area]]","v":4515342.4644250209},{"$f":"CSU_data_summary[[#This Row],[Lighting]]*CSU_data_summary[[#This Row],[Area]]","v":4392366.4034900535},{"$f":"CSU_data_summary[[#This Row],[Equipment]]*CSU_data_summary[[#This Row],[Area]]","v":16710747.379258819}]
[null,"Current-Stanislaus-Student Services","Current","Stanislaus","Student Services",131027,13.172819789604608,9.446410447027894,5.8304630228325935,1.9971848607648235,11.735941830407778,13.12651657788847,55.30933652852616,7247016.4373231968,{"$f":"CSU_data_summary[[#This Row],[Heating]]*CSU_data_summary[[#This Row],[Area]]","v":1725995.0585725231},{"$f":"CSU_data_summary[[#This Row],[Cooling]]*CSU_data_summary[[#This Row],[Area]]","v":1237734.8216427239},{"$f":"CSU_data_summary[[#This Row],[Ventilation]]*CSU_data_summary[[#This Row],[Area]]","v":763948.07849268627},{"$f":"CSU_data_summary[[#This Row],[Water Heating]]*CSU_data_summary[[#This Row],[Area]]","v":261685.14075143254},{"$f":"CSU_data_summary[[#This Row],[Lighting]]*CSU_data_summary[[#This Row],[Area]]","v":1537725.25021284},{"$f":"CSU_data_summary[[#This Row],[Equipment]]*CSU_data_summary[[#This Row],[Area]]","v":1719928.0876509927}]
[null,"Current-Stanislaus-Theater Arts","Current","Stanislaus","Theater Arts",32453,20.272105886104473,8.6675709680216286,5.0234221691214547,6.2882707127515394,11.550411652805575,8.4914383128989854,60.293219701703656,1956695.8589793888,{"$f":"CSU_data_summary[[#This Row],[Heating]]*CSU_data_summary[[#This Row],[Area]]","v":657890.65232174844},{"$f":"CSU_data_summary[[#This Row],[Cooling]]*CSU_data_summary[[#This Row],[Area]]","v":281288.68062520592},{"$f":"CSU_data_summary[[#This Row],[Ventilation]]*CSU_data_summary[[#This Row],[Area]]","v":163025.11965449856},{"$f":"CSU_data_summary[[#This Row],[Water Heating]]*CSU_data_summary[[#This Row],[Area]]","v":204073.24944092572},{"$f":"CSU_data_summary[[#This Row],[Lighting]]*CSU_data_summary[[#This Row],[Area]]","v":374845.50936849933},{"$f":"CSU_data_summary[[#This Row],[Equipment]]*CSU_data_summary[[#This Row],[Area]]","v":275572.64756851079}]
[null,"Current-Stanislaus-University Union","Current","Stanislaus","University Union",34377,20.258339149991151,8.311883456486008,4.8825439578512659,5.9509778291401876,11.201197206169013,8.4333294960724086,59.038271095710037,2029558.645457224,{"$f":"CSU_data_summary[[#This Row],[Heating]]*CSU_data_summary[[#This Row],[Area]]","v":696420.92495924584},{"$f":"CSU_data_summary[[#This Row],[Cooling]]*CSU_data_summary[[#This Row],[Area]]","v":285737.61758361949},{"$f":"CSU_data_summary[[#This Row],[Ventilation]]*CSU_data_summary[[#This Row],[Area]]","v":167847.21363905296},{"$f":"CSU_data_summary[[#This Row],[Water Heating]]*CSU_data_summary[[#This Row],[Area]]","v":204576.76483235223},{"$f":"CSU_data_summary[[#This Row],[Lighting]]*CSU_data_summary[[#This Row],[Area]]","v":385063.55635647214},{"$f":"CSU_data_summary[[#This Row],[Equipment]]*CSU_data_summary[[#This Row],[Area]]","v":289912.56808648119}]
[null,"Title 24-Bakersfield-Administration","Title 24","Bakersfield","Administration",33221,6.9021772816772957,6.7166243241335932,3.4403489271652732,1.1172515146964521,6.6493461282210644,9.7869088485918834,34.612657024485564,1149867.0790104349,{"$f":"CSU_data_summary[[#This Row],[Heating]]*CSU_data_summary[[#This Row],[Area]]","v":229297.23147460143},{"$f":"CSU_data_summary[[#This Row],[Cooling]]*CSU_data_summary[[#This Row],[Area]]","v":223132.9766720421},{"$f":"CSU_data_summary[[#This Row],[Ventilation]]*CSU_data_summary[[#This Row],[Area]]","v":114291.83170935755},{"$f":"CSU_data_summary[[#This Row],[Water Heating]]*CSU_data_summary[[#This Row],[Area]]","v":37116.212569730837},{"$f":"CSU_data_summary[[#This Row],[Lighting]]*CSU_data_summary[[#This Row],[Area]]","v":220897.92772563198},{"$f":"CSU_data_summary[[#This Row],[Equipment]]*CSU_data_summary[[#This Row],[Area]]","v":325130.89885907096}]
[null,"Title 24-Bakersfield-Business Administration","Title 24","Bakersfield","Business Administration",39000,5.1131053152292516,6.4832070431041684,2.2509413025877185,1.2141523287838469,8.0238039553156781,7.4683998475321438,30.553609792552809,1191590.7819095596,{"$f":"CSU_data_summary[[#This Row],[Heating]]*CSU_data_summary[[#This Row],[Area]]","v":199411.10729394082},{"$f":"CSU_data_summary[[#This Row],[Cooling]]*CSU_data_summary[[#This Row],[Area]]","v":252845.07468106257},{"$f":"CSU_data_summary[[#This Row],[Ventilation]]*CSU_data_summary[[#This Row],[Area]]","v":87786.710800921021},{"$f":"CSU_data_summary[[#This Row],[Water Heating]]*CSU_data_summary[[#This Row],[Area]]","v":47351.940822570032},{"$f":"CSU_data_summary[[#This Row],[Lighting]]*CSU_data_summary[[#This Row],[Area]]","v":312928.35425731144},{"$f":"CSU_data_summary[[#This Row],[Equipment]]*CSU_data_summary[[#This Row],[Area]]","v":291267.59405375359}]
[null,"Title 24-Bakersfield-Classroom","Title 24","Bakersfield","Classroom",77294,9.1498851272210562,5.8070457223313667,2.6412961056377164,3.1029251669118665,5.8458612139968933,6.3431178156297028,32.890131151728603,2542209.7972417106,{"$f":"CSU_data_summary[[#This Row],[Heating]]*CSU_data_summary[[#This Row],[Area]]","v":707231.2210234243},{"$f":"CSU_data_summary[[#This Row],[Cooling]]*CSU_data_summary[[#This Row],[Area]]","v":448849.79206188064},{"$f":"CSU_data_summary[[#This Row],[Ventilation]]*CSU_data_summary[[#This Row],[Area]]","v":204156.34118916164},{"$f":"CSU_data_summary[[#This Row],[Water Heating]]*CSU_data_summary[[#This Row],[Area]]","v":239837.49785128582},{"$f":"CSU_data_summary[[#This Row],[Lighting]]*CSU_data_summary[[#This Row],[Area]]","v":451849.99667467584},{"$f":"CSU_data_summary[[#This Row],[Equipment]]*CSU_data_summary[[#This Row],[Area]]","v":490284.94844128226}]
[null,"Title 24-Bakersfield-Education","Title 24","Bakersfield","Education",33074,9.1498851272210562,5.8070457223313667,2.6412961056377164,3.1029251669118665,5.8458612139968933,6.3431178156297028,32.890131151728603,1087808.1977122719,{"$f":"CSU_data_summary[[#This Row],[Heating]]*CSU_data_summary[[#This Row],[Area]]","v":302623.3006977092},{"$f":"CSU_data_summary[[#This Row],[Cooling]]*CSU_data_summary[[#This Row],[Area]]","v":192062.23022038763},{"$f":"CSU_data_summary[[#This Row],[Ventilation]]*CSU_data_summary[[#This Row],[Area]]","v":87358.227397861832},{"$f":"CSU_data_summary[[#This Row],[Water Heating]]*CSU_data_summary[[#This Row],[Area]]","v":102626.14697044308},{"$f":"CSU_data_summary[[#This Row],[Lighting]]*CSU_data_summary[[#This Row],[Area]]","v":193346.01379173325},{"$f":"CSU_data_summary[[#This Row],[Equipment]]*CSU_data_summary[[#This Row],[Area]]","v":209792.27863413678}]
[null,"Title 24-Bakersfield-Library","Title 24","Bakersfield","Library",153400,9.1498851272210562,5.8070457223313667,2.6412961056377164,3.1029251669118665,5.8458612139968933,6.3431178156297028,32.890131151728603,5045346.1186751677,{"$f":"CSU_data_summary[[#This Row],[Heating]]*CSU_data_summary[[#This Row],[Area]]","v":1403592.3785157101},{"$f":"CSU_data_summary[[#This Row],[Cooling]]*CSU_data_summary[[#This Row],[Area]]","v":890800.81380563171},{"$f":"CSU_data_summary[[#This Row],[Ventilation]]*CSU_data_summary[[#This Row],[Area]]","v":405174.82260482572},{"$f":"CSU_data_summary[[#This Row],[Water Heating]]*CSU_data_summary[[#This Row],[Area]]","v":475988.7206042803},{"$f":"CSU_data_summary[[#This Row],[Lighting]]*CSU_data_summary[[#This Row],[Area]]","v":896755.11022712348},{"$f":"CSU_data_summary[[#This Row],[Equipment]]*CSU_data_summary[[#This Row],[Area]]","v":973034.27291759639}]
[null,"Title 24-Bakersfield-Recreation Center","Title 24","Bakersfield","Recreation Center",75411,11.192838747381286,7.1036221182009349,3.2310352516379615,3.7957351983700605,7.1511041939944384,6.3431178156297028,38.81745332521438,2927262.9727077414,{"$f":"CSU_data_summary[[#This Row],[Heating]]*CSU_data_summary[[#This Row],[Area]]","v":844063.1627787702},{"$f":"CSU_data_summary[[#This Row],[Cooling]]*CSU_data_summary[[#This Row],[Area]]","v":535691.24755565065},{"$f":"CSU_data_summary[[#This Row],[Ventilation]]*CSU_data_summary[[#This Row],[Area]]","v":243655.59936127032},{"$f":"CSU_data_summary[[#This Row],[Water Heating]]*CSU_data_summary[[#This Row],[Area]]","v":286240.18704428466},{"$f":"CSU_data_summary[[#This Row],[Lighting]]*CSU_data_summary[[#This Row],[Area]]","v":539271.91837331455},{"$f":"CSU_data_summary[[#This Row],[Equipment]]*CSU_data_summary[[#This Row],[Area]]","v":478340.85759445152}]
[null,"Title 24-Bakersfield-Residence Hall","Title 24","Bakersfield","Residence Hall",213492,5.1105643895861226,5.9550611776155433,2.9724058752102054,11.52318441854168,5.8071213503576296,9.6508135094204466,41.019150720731631,8757260.5256704371,{"$f":"CSU_data_summary[[#This Row],[Heating]]*CSU_data_summary[[#This Row],[Area]]","v":1091064.6126615205},{"$f":"CSU_data_summary[[#This Row],[Cooling]]*CSU_data_summary[[#This Row],[Area]]","v":1271357.9209314976},{"$f":"CSU_data_summary[[#This Row],[Ventilation]]*CSU_data_summary[[#This Row],[Area]]","v":634584.87511037721},{"$f":"CSU_data_summary[[#This Row],[Water Heating]]*CSU_data_summary[[#This Row],[Area]]","v":2460107.6878833002},{"$f":"CSU_data_summary[[#This Row],[Lighting]]*CSU_data_summary[[#This Row],[Area]]","v":1239773.9513305509},{"$f":"CSU_data_summary[[#This Row],[Equipment]]*CSU_data_summary[[#This Row],[Area]]","v":2060371.4777531901}]
[null,"Title 24-Bakersfield-Science","Title 24","Bakersfield","Science",142730,8.9983278235947477,12.138514585851777,5.527073899099431,13.315610520614296,13.302255463722876,74.436772931636369,127.71855522451949,18229269.387195665,{"$f":"CSU_data_summary[[#This Row],[Heating]]*CSU_data_summary[[#This Row],[Area]]","v":1284331.3302616784},{"$f":"CSU_data_summary[[#This Row],[Cooling]]*CSU_data_summary[[#This Row],[Area]]","v":1732530.1868386241},{"$f":"CSU_data_summary[[#This Row],[Ventilation]]*CSU_data_summary[[#This Row],[Area]]","v":788879.25761846174},{"$f":"CSU_data_summary[[#This Row],[Water Heating]]*CSU_data_summary[[#This Row],[Area]]","v":1900537.0896072786},{"$f":"CSU_data_summary[[#This Row],[Lighting]]*CSU_data_summary[[#This Row],[Area]]","v":1898630.922337166},{"$f":"CSU_data_summary[[#This Row],[Equipment]]*CSU_data_summary[[#This Row],[Area]]","v":10624360.600532459}]
[null,"Title 24-Bakersfield-Student Services","Title 24","Bakersfield","Student Services",30406,6.9021772816772957,6.7166243241335932,3.4403489271652732,1.1172515146964521,6.6493461282210644,9.7869088485918834,34.612657024485564,1052432.449486508,{"$f":"CSU_data_summary[[#This Row],[Heating]]*CSU_data_summary[[#This Row],[Area]]","v":209867.60242667986},{"$f":"CSU_data_summary[[#This Row],[Cooling]]*CSU_data_summary[[#This Row],[Area]]","v":204225.67919960603},{"$f":"CSU_data_summary[[#This Row],[Ventilation]]*CSU_data_summary[[#This Row],[Area]]","v":104607.24947938729},{"$f":"CSU_data_summary[[#This Row],[Water Heating]]*CSU_data_summary[[#This Row],[Area]]","v":33971.14955586032},{"$f":"CSU_data_summary[[#This Row],[Lighting]]*CSU_data_summary[[#This Row],[Area]]","v":202180.01837468968},{"$f":"CSU_data_summary[[#This Row],[Equipment]]*CSU_data_summary[[#This Row],[Area]]","v":297580.7504502848}]
[null,"Title 24-Bakersfield-Theater Arts","Title 24","Bakersfield","Theater Arts",27343,9.1498851272210562,5.8070457223313667,2.6412961056377164,3.1029251669118665,5.8458612139968933,6.3431178156297028,32.890131151728603,899314.8560817152,{"$f":"CSU_data_summary[[#This Row],[Heating]]*CSU_data_summary[[#This Row],[Area]]","v":250185.30903360533},{"$f":"CSU_data_summary[[#This Row],[Cooling]]*CSU_data_summary[[#This Row],[Area]]","v":158782.05118570657},{"$f":"CSU_data_summary[[#This Row],[Ventilation]]*CSU_data_summary[[#This Row],[Area]]","v":72220.959416452082},{"$f":"CSU_data_summary[[#This Row],[Water Heating]]*CSU_data_summary[[#This Row],[Area]]","v":84843.282838871164},{"$f":"CSU_data_summary[[#This Row],[Lighting]]*CSU_data_summary[[#This Row],[Area]]","v":159843.38317431704},{"$f":"CSU_data_summary[[#This Row],[Equipment]]*CSU_data_summary[[#This Row],[Area]]","v":173439.87043276295}]
[null,"Title 24-Channel Islands-Administration","Title 24","Channel Islands","Administration",66190,7.1625125090623074,10.645983846993815,6.4250694574749074,2.1849951291494767,12.859797235553309,18.547998924823304,57.82635710305712,3827526.5766513506,{"$f":"CSU_data_summary[[#This Row],[Heating]]*CSU_data_summary[[#This Row],[Area]]","v":474086.70297483413},{"$f":"CSU_data_summary[[#This Row],[Cooling]]*CSU_data_summary[[#This Row],[Area]]","v":704657.67083252058},{"$f":"CSU_data_summary[[#This Row],[Ventilation]]*CSU_data_summary[[#This Row],[Area]]","v":425275.3473902641},{"$f":"CSU_data_summary[[#This Row],[Water Heating]]*CSU_data_summary[[#This Row],[Area]]","v":144624.82759840385},{"$f":"CSU_data_summary[[#This Row],[Lighting]]*CSU_data_summary[[#This Row],[Area]]","v":851189.97902127355},{"$f":"CSU_data_summary[[#This Row],[Equipment]]*CSU_data_summary[[#This Row],[Area]]","v":1227692.0488340545}]
[null,"Title 24-Channel Islands-Business Administration","Title 24","Channel Islands","Business Administration",33625,4.1984989735271689,8.1312004214484492,3.3263621860406341,1.8788959400454974,12.310120944252638,14.060635786032332,43.905714251346723,1476329.6417015335,{"$f":"CSU_data_summary[[#This Row],[Heating]]*CSU_data_summary[[#This Row],[Area]]","v":141174.52798485107},{"$f":"CSU_data_summary[[#This Row],[Cooling]]*CSU_data_summary[[#This Row],[Area]]","v":273411.6141712041},{"$f":"CSU_data_summary[[#This Row],[Ventilation]]*CSU_data_summary[[#This Row],[Area]]","v":111848.92850561632},{"$f":"CSU_data_summary[[#This Row],[Water Heating]]*CSU_data_summary[[#This Row],[Area]]","v":63177.875984029852},{"$f":"CSU_data_summary[[#This Row],[Lighting]]*CSU_data_summary[[#This Row],[Area]]","v":413927.81675049494},{"$f":"CSU_data_summary[[#This Row],[Equipment]]*CSU_data_summary[[#This Row],[Area]]","v":472788.87830533716}]
[null,"Title 24-Channel Islands-Classroom","Title 24","Channel Islands","Classroom",127081,10.529120567444513,8.4691235658538009,5.2588465674811866,6.5780306436654454,12.260281123708156,11.94072765363987,55.036130121792972,6994046.4520075731,{"$f":"CSU_data_summary[[#This Row],[Heating]]*CSU_data_summary[[#This Row],[Area]]","v":1338051.1708314163},{"$f":"CSU_data_summary[[#This Row],[Cooling]]*CSU_data_summary[[#This Row],[Area]]","v":1076264.6918722668},{"$f":"CSU_data_summary[[#This Row],[Ventilation]]*CSU_data_summary[[#This Row],[Area]]","v":668299.4806420767},{"$f":"CSU_data_summary[[#This Row],[Water Heating]]*CSU_data_summary[[#This Row],[Area]]","v":835942.71222764847},{"$f":"CSU_data_summary[[#This Row],[Lighting]]*CSU_data_summary[[#This Row],[Area]]","v":1558048.7854819561},{"$f":"CSU_data_summary[[#This Row],[Equipment]]*CSU_data_summary[[#This Row],[Area]]","v":1517439.6109522083}]
[null,"Title 24-Channel Islands-Faculty Office","Title 24","Channel Islands","Faculty Office",131243,4.1984989735271689,8.1312004214484492,3.3263621860406341,1.8788959400454974,12.310120944252638,14.060635786032332,43.905714251346723,5762317.6554894978,{"$f":"CSU_data_summary[[#This Row],[Heating]]*CSU_data_summary[[#This Row],[Area]]","v":551023.60078262619},{"$f":"CSU_data_summary[[#This Row],[Cooling]]*CSU_data_summary[[#This Row],[Area]]","v":1067163.1369121589},{"$f":"CSU_data_summary[[#This Row],[Ventilation]]*CSU_data_summary[[#This Row],[Area]]","v":436561.75238253095},{"$f":"CSU_data_summary[[#This Row],[Water Heating]]*CSU_data_summary[[#This Row],[Area]]","v":246591.93985939122},{"$f":"CSU_data_summary[[#This Row],[Lighting]]*CSU_data_summary[[#This Row],[Area]]","v":1615617.203086549},{"$f":"CSU_data_summary[[#This Row],[Equipment]]*CSU_data_summary[[#This Row],[Area]]","v":1845360.0224662414}]
[null,"Title 24-Channel Islands-Library","Title 24","Channel Islands","Library",152518,10.529120567444513,8.4691235658538009,5.2588465674811866,6.5780306436654454,12.260281123708156,11.94072765363987,55.036130121792972,8394000.4939156212,{"$f":"CSU_data_summary[[#This Row],[Heating]]*CSU_data_summary[[#This Row],[Area]]","v":1605880.4107055024},{"$f":"CSU_data_summary[[#This Row],[Cooling]]*CSU_data_summary[[#This Row],[Area]]","v":1291693.7880168899},{"$f":"CSU_data_summary[[#This Row],[Ventilation]]*CSU_data_summary[[#This Row],[Area]]","v":802068.76077909558},{"$f":"CSU_data_summary[[#This Row],[Water Heating]]*CSU_data_summary[[#This Row],[Area]]","v":1003268.0777105665},{"$f":"CSU_data_summary[[#This Row],[Lighting]]*CSU_data_summary[[#This Row],[Area]]","v":1869913.5564257205},{"$f":"CSU_data_summary[[#This Row],[Equipment]]*CSU_data_summary[[#This Row],[Area]]","v":1821175.9002778458}]
[null,"Title 24-Channel Islands-Residence Hall","Title 24","Channel Islands","Residence Hall",417028,1.7876762919304867,5.4996020044788505,3.8391270678751015,19.391148597878164,8.9590666094743572,17.728075888742733,57.204696460379694,23855960.155479223,{"$f":"CSU_data_summary[[#This Row],[Heating]]*CSU_data_summary[[#This Row],[Area]]","v":745511.06867118704},{"$f":"CSU_data_summary[[#This Row],[Cooling]]*CSU_data_summary[[#This Row],[Area]]","v":2293488.024723806},{"$f":"CSU_data_summary[[#This Row],[Ventilation]]*CSU_data_summary[[#This Row],[Area]]","v":1601023.4828618178},{"$f":"CSU_data_summary[[#This Row],[Water Heating]]*CSU_data_summary[[#This Row],[Area]]","v":8086651.9174759351},{"$f":"CSU_data_summary[[#This Row],[Lighting]]*CSU_data_summary[[#This Row],[Area]]","v":3736181.6300158724},{"$f":"CSU_data_summary[[#This Row],[Equipment]]*CSU_data_summary[[#This Row],[Area]]","v":7393104.0317306044}]
[null,"Title 24-Channel Islands-Science","Title 24","Channel Islands","Science",131622,7.6732348245464328,13.1186452836837,8.154717136235881,20.918276296820427,21.805587103031758,138.81737935194886,210.48783999626704,27704830.47598866,{"$f":"CSU_data_summary[[#This Row],[Heating]]*CSU_data_summary[[#This Row],[Area]]","v":1009966.5140764506},{"$f":"CSU_data_summary[[#This Row],[Cooling]]*CSU_data_summary[[#This Row],[Area]]","v":1726702.3295290158},{"$f":"CSU_data_summary[[#This Row],[Ventilation]]*CSU_data_summary[[#This Row],[Area]]","v":1073340.1789056391},{"$f":"CSU_data_summary[[#This Row],[Water Heating]]*CSU_data_summary[[#This Row],[Area]]","v":2753305.362740098},{"$f":"CSU_data_summary[[#This Row],[Lighting]]*CSU_data_summary[[#This Row],[Area]]","v":2870094.985675246},{"$f":"CSU_data_summary[[#This Row],[Equipment]]*CSU_data_summary[[#This Row],[Area]]","v":18271421.105062213}]
[null,"Title 24-Channel Islands-Student Services","Title 24","Channel Islands","Student Services",67082,7.1625125090623074,10.645983846993815,6.4250694574749074,2.1849951291494767,12.859797235553309,18.547998924823304,57.82635710305712,3879107.6871872777,{"$f":"CSU_data_summary[[#This Row],[Heating]]*CSU_data_summary[[#This Row],[Area]]","v":480475.66413291771},{"$f":"CSU_data_summary[[#This Row],[Cooling]]*CSU_data_summary[[#This Row],[Area]]","v":714153.88842403912},{"$f":"CSU_data_summary[[#This Row],[Ventilation]]*CSU_data_summary[[#This Row],[Area]]","v":431006.50934633176},{"$f":"CSU_data_summary[[#This Row],[Water Heating]]*CSU_data_summary[[#This Row],[Area]]","v":146573.84325360518},{"$f":"CSU_data_summary[[#This Row],[Lighting]]*CSU_data_summary[[#This Row],[Area]]","v":862660.91815538704},{"$f":"CSU_data_summary[[#This Row],[Equipment]]*CSU_data_summary[[#This Row],[Area]]","v":1244236.8638749968}]
[null,"Title 24-Channel Islands-Theater Arts","Title 24","Channel Islands","Theater Arts",19401,10.529120567444513,8.4691235658538009,5.2588465674811866,6.5780306436654454,12.260281123708156,11.94072765363987,55.036130121792972,1067755.9604929055,{"$f":"CSU_data_summary[[#This Row],[Heating]]*CSU_data_summary[[#This Row],[Area]]","v":204275.46812899099},{"$f":"CSU_data_summary[[#This Row],[Cooling]]*CSU_data_summary[[#This Row],[Area]]","v":164309.46630112958},{"$f":"CSU_data_summary[[#This Row],[Ventilation]]*CSU_data_summary[[#This Row],[Area]]","v":102026.8822557025},{"$f":"CSU_data_summary[[#This Row],[Water Heating]]*CSU_data_summary[[#This Row],[Area]]","v":127620.37251775331},{"$f":"CSU_data_summary[[#This Row],[Lighting]]*CSU_data_summary[[#This Row],[Area]]","v":237861.71408106192},{"$f":"CSU_data_summary[[#This Row],[Equipment]]*CSU_data_summary[[#This Row],[Area]]","v":231662.05720826713}]
[null,"Title 24-Channel Islands-University Union","Title 24","Channel Islands","University Union",24643,10.347614326158045,10.077507454367604,6.2463875492827308,7.9887251405384365,14.338176451893013,12.084720836692421,61.083131758932247,1505271.6159353673,{"$f":"CSU_data_summary[[#This Row],[Heating]]*CSU_data_summary[[#This Row],[Area]]","v":254996.2598395127},{"$f":"CSU_data_summary[[#This Row],[Cooling]]*CSU_data_summary[[#This Row],[Area]]","v":248340.01619798085},{"$f":"CSU_data_summary[[#This Row],[Ventilation]]*CSU_data_summary[[#This Row],[Area]]","v":153929.72837697432},{"$f":"CSU_data_summary[[#This Row],[Water Heating]]*CSU_data_summary[[#This Row],[Area]]","v":196866.1536382887},{"$f":"CSU_data_summary[[#This Row],[Lighting]]*CSU_data_summary[[#This Row],[Area]]","v":353335.68230399949},{"$f":"CSU_data_summary[[#This Row],[Equipment]]*CSU_data_summary[[#This Row],[Area]]","v":297803.77557861136}]
[null,"Title 24-Chico-Administration","Title 24","Chico","Administration",200561,12.663591788244736,10.748065655120872,5.7129351044678209,1.8405709092669105,10.898175527173215,16.507273588099235,58.370612572372792,11706868.428127659,{"$f":"CSU_data_summary[[#This Row],[Heating]]*CSU_data_summary[[#This Row],[Area]]","v":2539822.6326421523},{"$f":"CSU_data_summary[[#This Row],[Cooling]]*CSU_data_summary[[#This Row],[Area]]","v":2155642.795856697},{"$f":"CSU_data_summary[[#This Row],[Ventilation]]*CSU_data_summary[[#This Row],[Area]]","v":1145791.9774871706},{"$f":"CSU_data_summary[[#This Row],[Water Heating]]*CSU_data_summary[[#This Row],[Area]]","v":369146.74213348085},{"$f":"CSU_data_summary[[#This Row],[Lighting]]*CSU_data_summary[[#This Row],[Area]]","v":2185748.9819053872},{"$f":"CSU_data_summary[[#This Row],[Equipment]]*CSU_data_summary[[#This Row],[Area]]","v":3310715.2981027705}]
[null,"Title 24-Chico-Apartments","Title 24","Chico","Apartments",140740,9.9539038399388762,9.3954656221572872,4.9825785535664897,18.866849736971439,9.5090454673076881,16.271588826854483,68.979432046796262,9708165.2662661057,{"$f":"CSU_data_summary[[#This Row],[Heating]]*CSU_data_summary[[#This Row],[Area]]","v":1400912.4264329975},{"$f":"CSU_data_summary[[#This Row],[Cooling]]*CSU_data_summary[[#This Row],[Area]]","v":1322317.8316624167},{"$f":"CSU_data_summary[[#This Row],[Ventilation]]*CSU_data_summary[[#This Row],[Area]]","v":701248.10562894773},{"$f":"CSU_data_summary[[#This Row],[Water Heating]]*CSU_data_summary[[#This Row],[Area]]","v":2655320.4319813601},{"$f":"CSU_data_summary[[#This Row],[Lighting]]*CSU_data_summary[[#This Row],[Area]]","v":1338303.059068884},{"$f":"CSU_data_summary[[#This Row],[Equipment]]*CSU_data_summary[[#This Row],[Area]]","v":2290063.4114914997}]
[null,"Title 24-Chico-Classroom","Title 24","Chico","Classroom",293348,16.591514355251977,9.1912487667298706,4.4388659749781674,5.3072286412620402,9.8789930756113762,10.720368614580398,56.128219428413828,16465100.91288634,{"$f":"CSU_data_summary[[#This Row],[Heating]]*CSU_data_summary[[#This Row],[Area]]","v":4867087.5530844573},{"$f":"CSU_data_summary[[#This Row],[Cooling]]*CSU_data_summary[[#This Row],[Area]]","v":2696234.4432226741},{"$f":"CSU_data_summary[[#This Row],[Ventilation]]*CSU_data_summary[[#This Row],[Area]]","v":1302132.4560278954},{"$f":"CSU_data_summary[[#This Row],[Water Heating]]*CSU_data_summary[[#This Row],[Area]]","v":1556864.907456937},{"$f":"CSU_data_summary[[#This Row],[Lighting]]*CSU_data_summary[[#This Row],[Area]]","v":2897982.8607444461},{"$f":"CSU_data_summary[[#This Row],[Equipment]]*CSU_data_summary[[#This Row],[Area]]","v":3144798.6923499308}]
[null,"Title 24-Chico-Engineering","Title 24","Chico","Engineering",132815,16.591514355251977,9.1912487667298706,4.4388659749781674,5.3072286412620402,9.8789930756113762,10.720368614580398,56.128219428413828,7454669.4633847829,{"$f":"CSU_data_summary[[#This Row],[Heating]]*CSU_data_summary[[#This Row],[Area]]","v":2203601.9790927912},{"$f":"CSU_data_summary[[#This Row],[Cooling]]*CSU_data_summary[[#This Row],[Area]]","v":1220735.7049532277},{"$f":"CSU_data_summary[[#This Row],[Ventilation]]*CSU_data_summary[[#This Row],[Area]]","v":589547.98446672526},{"$f":"CSU_data_summary[[#This Row],[Water Heating]]*CSU_data_summary[[#This Row],[Area]]","v":704879.57198921789},{"$f":"CSU_data_summary[[#This Row],[Lighting]]*CSU_data_summary[[#This Row],[Area]]","v":1312078.4653373249},{"$f":"CSU_data_summary[[#This Row],[Equipment]]*CSU_data_summary[[#This Row],[Area]]","v":1423825.7575454956}]
[null,"Title 24-Chico-Library","Title 24","Chico","Library",269018,16.591514355251977,9.1912487667298706,4.4388659749781674,5.3072286412620402,9.8789930756113762,10.720368614580398,56.128219428413828,15099501.334193032,{"$f":"CSU_data_summary[[#This Row],[Heating]]*CSU_data_summary[[#This Row],[Area]]","v":4463416.0088211764},{"$f":"CSU_data_summary[[#This Row],[Cooling]]*CSU_data_summary[[#This Row],[Area]]","v":2472611.3607281363},{"$f":"CSU_data_summary[[#This Row],[Ventilation]]*CSU_data_summary[[#This Row],[Area]]","v":1194134.8468566767},{"$f":"CSU_data_summary[[#This Row],[Water Heating]]*CSU_data_summary[[#This Row],[Area]]","v":1427740.0346150314},{"$f":"CSU_data_summary[[#This Row],[Lighting]]*CSU_data_summary[[#This Row],[Area]]","v":2657626.959214821},{"$f":"CSU_data_summary[[#This Row],[Equipment]]*CSU_data_summary[[#This Row],[Area]]","v":2883972.1239571893}]
[null,"Title 24-Chico-Recreation Center","Title 24","Chico","Recreation Center",109000,20.072202008903115,11.119455283566955,5.3700833228646729,6.420617377890351,11.951479558311547,10.720368614580398,65.654206166117035,7156308.4721067566,{"$f":"CSU_data_summary[[#This Row],[Heating]]*CSU_data_summary[[#This Row],[Area]]","v":2187870.0189704397},{"$f":"CSU_data_summary[[#This Row],[Cooling]]*CSU_data_summary[[#This Row],[Area]]","v":1212020.6259087981},{"$f":"CSU_data_summary[[#This Row],[Ventilation]]*CSU_data_summary[[#This Row],[Area]]","v":585339.08219224936},{"$f":"CSU_data_summary[[#This Row],[Water Heating]]*CSU_data_summary[[#This Row],[Area]]","v":699847.29419004824},{"$f":"CSU_data_summary[[#This Row],[Lighting]]*CSU_data_summary[[#This Row],[Area]]","v":1302711.2718559587},{"$f":"CSU_data_summary[[#This Row],[Equipment]]*CSU_data_summary[[#This Row],[Area]]","v":1168520.1789892633}]
[null,"Title 24-Chico-Residence Hall","Title 24","Chico","Residence Hall",395616,9.9539038399388744,9.3954656221572836,4.9825785535664888,18.866849736971435,9.5090454673076863,16.271588826854483,68.979432046796248,27289366.988625344,{"$f":"CSU_data_summary[[#This Row],[Heating]]*CSU_data_summary[[#This Row],[Area]]","v":3937923.6215412579},{"$f":"CSU_data_summary[[#This Row],[Cooling]]*CSU_data_summary[[#This Row],[Area]]","v":3716996.527575376},{"$f":"CSU_data_summary[[#This Row],[Ventilation]]*CSU_data_summary[[#This Row],[Area]]","v":1971187.7970477601},{"$f":"CSU_data_summary[[#This Row],[Water Heating]]*CSU_data_summary[[#This Row],[Area]]","v":7464027.6255416917},{"$f":"CSU_data_summary[[#This Row],[Lighting]]*CSU_data_summary[[#This Row],[Area]]","v":3761930.5315943975},{"$f":"CSU_data_summary[[#This Row],[Equipment]]*CSU_data_summary[[#This Row],[Area]]","v":6437300.8853248628}]
[null,"Title 24-Chico-Science","Title 24","Chico","Science",230299,16.613929375544789,19.562528297907456,9.4578054459210268,23.18983951374576,22.823140856144203,125.44705056694217,217.0942940562054,49996598.826850049,{"$f":"CSU_data_summary[[#This Row],[Heating]]*CSU_data_summary[[#This Row],[Area]]","v":3826171.3212585892},{"$f":"CSU_data_summary[[#This Row],[Cooling]]*CSU_data_summary[[#This Row],[Area]]","v":4505230.7044797894},{"$f":"CSU_data_summary[[#This Row],[Ventilation]]*CSU_data_summary[[#This Row],[Area]]","v":2178123.1363901664},{"$f":"CSU_data_summary[[#This Row],[Water Heating]]*CSU_data_summary[[#This Row],[Area]]","v":5340596.8501761351},{"$f":"CSU_data_summary[[#This Row],[Lighting]]*CSU_data_summary[[#This Row],[Area]]","v":5256146.516029154},{"$f":"CSU_data_summary[[#This Row],[Equipment]]*CSU_data_summary[[#This Row],[Area]]","v":28890330.298516214}]
[null,"Title 24-Chico-Theater Arts","Title 24","Chico","Theater Arts",144224,16.591514355251977,9.1912487667298706,4.4388659749781674,5.3072286412620402,9.8789930756113762,10.720368614580398,56.128219428413828,8095036.3188435556,{"$f":"CSU_data_summary[[#This Row],[Heating]]*CSU_data_summary[[#This Row],[Area]]","v":2392894.5663718614},{"$f":"CSU_data_summary[[#This Row],[Cooling]]*CSU_data_summary[[#This Row],[Area]]","v":1325598.6621328488},{"$f":"CSU_data_summary[[#This Row],[Ventilation]]*CSU_data_summary[[#This Row],[Area]]","v":640191.00637525122},{"$f":"CSU_data_summary[[#This Row],[Water Heating]]*CSU_data_summary[[#This Row],[Area]]","v":765429.74355737644},{"$f":"CSU_data_summary[[#This Row],[Lighting]]*CSU_data_summary[[#This Row],[Area]]","v":1424787.8973369752},{"$f":"CSU_data_summary[[#This Row],[Equipment]]*CSU_data_summary[[#This Row],[Area]]","v":1546134.4430692433}]
[null,"Title 24-Chico-University Union","Title 24","Chico","University Union",134809,21.427321146385097,10.624516578321204,5.3081259949726354,5.9535789588218568,11.329727757383734,10.672744670478906,65.316015106363437,8805186.6804737486,{"$f":"CSU_data_summary[[#This Row],[Heating]]*CSU_data_summary[[#This Row],[Area]]","v":2888595.7364230286},{"$f":"CSU_data_summary[[#This Row],[Cooling]]*CSU_data_summary[[#This Row],[Area]]","v":1432280.4554069033},{"$f":"CSU_data_summary[[#This Row],[Ventilation]]*CSU_data_summary[[#This Row],[Area]]","v":715583.15725626599},{"$f":"CSU_data_summary[[#This Row],[Water Heating]]*CSU_data_summary[[#This Row],[Area]]","v":802596.02585981565},{"$f":"CSU_data_summary[[#This Row],[Lighting]]*CSU_data_summary[[#This Row],[Area]]","v":1527349.269245144},{"$f":"CSU_data_summary[[#This Row],[Equipment]]*CSU_data_summary[[#This Row],[Area]]","v":1438782.0362825908}]
[null,"Title 24-Dominguez Hills-Administration","Title 24","Dominguez Hills","Administration",47159,8.5543568250976687,15.870824561025023,9.0752296596995894,2.9796173900339746,17.723012715682767,25.079193277830118,79.28223442936914,3738870.8934546192,{"$f":"CSU_data_summary[[#This Row],[Heating]]*CSU_data_summary[[#This Row],[Area]]","v":403414.91351478099},{"$f":"CSU_data_summary[[#This Row],[Cooling]]*CSU_data_summary[[#This Row],[Area]]","v":748452.21547337901},{"$f":"CSU_data_summary[[#This Row],[Ventilation]]*CSU_data_summary[[#This Row],[Area]]","v":427978.75552177295},{"$f":"CSU_data_summary[[#This Row],[Water Heating]]*CSU_data_summary[[#This Row],[Area]]","v":140515.7764966122},{"$f":"CSU_data_summary[[#This Row],[Lighting]]*CSU_data_summary[[#This Row],[Area]]","v":835799.55665888358},{"$f":"CSU_data_summary[[#This Row],[Equipment]]*CSU_data_summary[[#This Row],[Area]]","v":1182709.6757891905}]
[null,"Title 24-Dominguez Hills-Classroom","Title 24","Dominguez Hills","Classroom",66542,12.827063740006574,12.873006877803496,6.9761497799473116,8.3505032969205395,15.979431839171587,16.259383626934262,73.265539160783774,4875235.5068368735,{"$f":"CSU_data_summary[[#This Row],[Heating]]*CSU_data_summary[[#This Row],[Area]]","v":853538.47538751748},{"$f":"CSU_data_summary[[#This Row],[Cooling]]*CSU_data_summary[[#This Row],[Area]]","v":856595.62366280018},{"$f":"CSU_data_summary[[#This Row],[Ventilation]]*CSU_data_summary[[#This Row],[Area]]","v":464206.958657254},{"$f":"CSU_data_summary[[#This Row],[Water Heating]]*CSU_data_summary[[#This Row],[Area]]","v":555659.19038368657},{"$f":"CSU_data_summary[[#This Row],[Lighting]]*CSU_data_summary[[#This Row],[Area]]","v":1063303.3534421558},{"$f":"CSU_data_summary[[#This Row],[Equipment]]*CSU_data_summary[[#This Row],[Area]]","v":1081931.9053034596}]
[null,"Title 24-Dominguez Hills-Education","Title 24","Dominguez Hills","Education",27875,12.827063740006574,12.873006877803496,6.9761497799473116,8.3505032969205395,15.979431839171587,16.259383626934262,73.265539160783774,2042276.9041068477,{"$f":"CSU_data_summary[[#This Row],[Heating]]*CSU_data_summary[[#This Row],[Area]]","v":357554.40175268328},{"$f":"CSU_data_summary[[#This Row],[Cooling]]*CSU_data_summary[[#This Row],[Area]]","v":358835.06671877246},{"$f":"CSU_data_summary[[#This Row],[Ventilation]]*CSU_data_summary[[#This Row],[Area]]","v":194460.17511603131},{"$f":"CSU_data_summary[[#This Row],[Water Heating]]*CSU_data_summary[[#This Row],[Area]]","v":232770.27940166005},{"$f":"CSU_data_summary[[#This Row],[Lighting]]*CSU_data_summary[[#This Row],[Area]]","v":445426.66251690802},{"$f":"CSU_data_summary[[#This Row],[Equipment]]*CSU_data_summary[[#This Row],[Area]]","v":453230.31860079255}]
[null,"Title 24-Dominguez Hills-Humanities","Title 24","Dominguez Hills","Humanities",70331,12.827063740006574,12.873006877803496,6.9761497799473116,8.3505032969205395,15.979431839171587,16.259383626934262,73.265539160783774,5152838.6347170835,{"$f":"CSU_data_summary[[#This Row],[Heating]]*CSU_data_summary[[#This Row],[Area]]","v":902140.21989840234},{"$f":"CSU_data_summary[[#This Row],[Cooling]]*CSU_data_summary[[#This Row],[Area]]","v":905371.4467227977},{"$f":"CSU_data_summary[[#This Row],[Ventilation]]*CSU_data_summary[[#This Row],[Area]]","v":490639.5901734744},{"$f":"CSU_data_summary[[#This Row],[Water Heating]]*CSU_data_summary[[#This Row],[Area]]","v":587299.24737571843},{"$f":"CSU_data_summary[[#This Row],[Lighting]]*CSU_data_summary[[#This Row],[Area]]","v":1123849.4206807769},{"$f":"CSU_data_summary[[#This Row],[Equipment]]*CSU_data_summary[[#This Row],[Area]]","v":1143538.7098659137}]
[null,"Title 24-Dominguez Hills-Library","Title 24","Dominguez Hills","Library",291575,12.827063740006574,12.873006877803496,6.9761497799473116,8.3505032969205395,15.979431839171587,16.259383626934262,73.265539160783774,21362399.580805529,{"$f":"CSU_data_summary[[#This Row],[Heating]]*CSU_data_summary[[#This Row],[Area]]","v":3740051.109992417},{"$f":"CSU_data_summary[[#This Row],[Cooling]]*CSU_data_summary[[#This Row],[Area]]","v":3753446.9803955541},{"$f":"CSU_data_summary[[#This Row],[Ventilation]]*CSU_data_summary[[#This Row],[Area]]","v":2034070.8720881373},{"$f":"CSU_data_summary[[#This Row],[Water Heating]]*CSU_data_summary[[#This Row],[Area]]","v":2434797.9987996062},{"$f":"CSU_data_summary[[#This Row],[Lighting]]*CSU_data_summary[[#This Row],[Area]]","v":4659202.8385064555},{"$f":"CSU_data_summary[[#This Row],[Equipment]]*CSU_data_summary[[#This Row],[Area]]","v":4740829.781023358}]
[null,"Title 24-Dominguez Hills-Multi-Use Facility","Title 24","Dominguez Hills","Multi-Use Facility",179222,14.615388987072423,14.667737431252551,7.9487515406980727,9.5147148557212873,18.207254353425636,16.259383626934262,81.213230795104238,14555197.649560172,{"$f":"CSU_data_summary[[#This Row],[Heating]]*CSU_data_summary[[#This Row],[Area]]","v":2619399.2450410938},{"$f":"CSU_data_summary[[#This Row],[Cooling]]*CSU_data_summary[[#This Row],[Area]]","v":2628781.2379039447},{"$f":"CSU_data_summary[[#This Row],[Ventilation]]*CSU_data_summary[[#This Row],[Area]]","v":1424591.1486269899},{"$f":"CSU_data_summary[[#This Row],[Water Heating]]*CSU_data_summary[[#This Row],[Area]]","v":1705246.2258720805},{"$f":"CSU_data_summary[[#This Row],[Lighting]]*CSU_data_summary[[#This Row],[Area]]","v":3263140.5397296492},{"$f":"CSU_data_summary[[#This Row],[Equipment]]*CSU_data_summary[[#This Row],[Area]]","v":2914039.2523864126}]
[null,"Title 24-Dominguez Hills-Residence Hall","Title 24","Dominguez Hills","Residence Hall",174501,1.9878817683867982,9.517284207498049,5.8558310961617206,25.65361783394804,12.852070036227619,24.198096738519631,80.064781680741845,13971384.468071133,{"$f":"CSU_data_summary[[#This Row],[Heating]]*CSU_data_summary[[#This Row],[Area]]","v":346887.35646526469},{"$f":"CSU_data_summary[[#This Row],[Cooling]]*CSU_data_summary[[#This Row],[Area]]","v":1660775.6114926171},{"$f":"CSU_data_summary[[#This Row],[Ventilation]]*CSU_data_summary[[#This Row],[Area]]","v":1021848.3821113164},{"$f":"CSU_data_summary[[#This Row],[Water Heating]]*CSU_data_summary[[#This Row],[Area]]","v":4476581.9656417668},{"$f":"CSU_data_summary[[#This Row],[Lighting]]*CSU_data_summary[[#This Row],[Area]]","v":2242699.073391756},{"$f":"CSU_data_summary[[#This Row],[Equipment]]*CSU_data_summary[[#This Row],[Area]]","v":4222592.0789684141}]
[null,"Title 24-Dominguez Hills-Science","Title 24","Dominguez Hills","Science",85450,9.5592397022132971,20.391080065087372,11.062261138553005,27.155159823461066,28.93549730316408,187.56561840459386,284.66885643707269,24324953.782547861,{"$f":"CSU_data_summary[[#This Row],[Heating]]*CSU_data_summary[[#This Row],[Area]]","v":816837.03255412623},{"$f":"CSU_data_summary[[#This Row],[Cooling]]*CSU_data_summary[[#This Row],[Area]]","v":1742417.791561716},{"$f":"CSU_data_summary[[#This Row],[Ventilation]]*CSU_data_summary[[#This Row],[Area]]","v":945270.21428935428},{"$f":"CSU_data_summary[[#This Row],[Water Heating]]*CSU_data_summary[[#This Row],[Area]]","v":2320408.4069147483},{"$f":"CSU_data_summary[[#This Row],[Lighting]]*CSU_data_summary[[#This Row],[Area]]","v":2472538.2445553709},{"$f":"CSU_data_summary[[#This Row],[Equipment]]*CSU_data_summary[[#This Row],[Area]]","v":16027482.092672545}]
[null,"Title 24-Dominguez Hills-Social Science","Title 24","Dominguez Hills","Social Science",81000,12.827063740006574,12.873006877803496,6.9761497799473116,8.3505032969205395,15.979431839171587,16.259383626934262,73.265539160783774,5934508.6720234854,{"$f":"CSU_data_summary[[#This Row],[Heating]]*CSU_data_summary[[#This Row],[Area]]","v":1038992.1629405326},{"$f":"CSU_data_summary[[#This Row],[Cooling]]*CSU_data_summary[[#This Row],[Area]]","v":1042713.5571020831},{"$f":"CSU_data_summary[[#This Row],[Ventilation]]*CSU_data_summary[[#This Row],[Area]]","v":565068.13217573229},{"$f":"CSU_data_summary[[#This Row],[Water Heating]]*CSU_data_summary[[#This Row],[Area]]","v":676390.76705056371},{"$f":"CSU_data_summary[[#This Row],[Lighting]]*CSU_data_summary[[#This Row],[Area]]","v":1294333.9789728986},{"$f":"CSU_data_summary[[#This Row],[Equipment]]*CSU_data_summary[[#This Row],[Area]]","v":1317010.0737816752}]
[null,"Title 24-Dominguez Hills-University Union","Title 24","Dominguez Hills","University Union",123033,12.346519987367937,15.766600015303485,8.8099818437387434,10.460114160715429,19.534647494729896,16.489965702350748,83.407829204206237,10261915.450481106,{"$f":"CSU_data_summary[[#This Row],[Heating]]*CSU_data_summary[[#This Row],[Area]]","v":1519029.3936058395},{"$f":"CSU_data_summary[[#This Row],[Cooling]]*CSU_data_summary[[#This Row],[Area]]","v":1939812.0996828338},{"$f":"CSU_data_summary[[#This Row],[Ventilation]]*CSU_data_summary[[#This Row],[Area]]","v":1083918.4961807088},{"$f":"CSU_data_summary[[#This Row],[Water Heating]]*CSU_data_summary[[#This Row],[Area]]","v":1286939.2255353015},{"$f":"CSU_data_summary[[#This Row],[Lighting]]*CSU_data_summary[[#This Row],[Area]]","v":2403406.2852191031},{"$f":"CSU_data_summary[[#This Row],[Equipment]]*CSU_data_summary[[#This Row],[Area]]","v":2028809.9502573195}]
[null,"Title 24-East Bay-Administration","Title 24","East Bay","Administration",167743,9.9153758712725111,2.4183022772216645,4.6904310203517676,1.7357587719125975,9.9327773439341378,14.459951408752394,43.152596693445069,7238546.027148556,{"$f":"CSU_data_summary[[#This Row],[Heating]]*CSU_data_summary[[#This Row],[Area]]","v":1663234.8947748649},{"$f":"CSU_data_summary[[#This Row],[Cooling]]*CSU_data_summary[[#This Row],[Area]]","v":405653.27888799366},{"$f":"CSU_data_summary[[#This Row],[Ventilation]]*CSU_data_summary[[#This Row],[Area]]","v":786786.9706468666},{"$f":"CSU_data_summary[[#This Row],[Water Heating]]*CSU_data_summary[[#This Row],[Area]]","v":291161.38367693487},{"$f":"CSU_data_summary[[#This Row],[Lighting]]*CSU_data_summary[[#This Row],[Area]]","v":1666153.870003544},{"$f":"CSU_data_summary[[#This Row],[Equipment]]*CSU_data_summary[[#This Row],[Area]]","v":2425555.629158353}]
[null,"Title 24-East Bay-Business Administration","Title 24","East Bay","Business Administration",82455,5.9965359878966042,1.90564523075781,2.5053422704753978,1.5399415178518252,9.7190604153584186,11.156872928120075,32.823398350460131,2706453.3109871903,{"$f":"CSU_data_summary[[#This Row],[Heating]]*CSU_data_summary[[#This Row],[Area]]","v":494444.37488201453},{"$f":"CSU_data_summary[[#This Row],[Cooling]]*CSU_data_summary[[#This Row],[Area]]","v":157129.97750213521},{"$f":"CSU_data_summary[[#This Row],[Ventilation]]*CSU_data_summary[[#This Row],[Area]]","v":206577.99691204893},{"$f":"CSU_data_summary[[#This Row],[Water Heating]]*CSU_data_summary[[#This Row],[Area]]","v":126975.87785447224},{"$f":"CSU_data_summary[[#This Row],[Lighting]]*CSU_data_summary[[#This Row],[Area]]","v":801385.12654837838},{"$f":"CSU_data_summary[[#This Row],[Equipment]]*CSU_data_summary[[#This Row],[Area]]","v":919939.95728814078}]
[null,"Title 24-East Bay-Classroom","Title 24","East Bay","Classroom",179534,15.113638255515326,1.8335174939848491,4.1296271989234121,5.563373934784555,9.8643853530333097,9.1546045164736576,45.659146752715102,8197369.2531019533,{"$f":"CSU_data_summary[[#This Row],[Heating]]*CSU_data_summary[[#This Row],[Area]]","v":2713411.9305656888},{"$f":"CSU_data_summary[[#This Row],[Cooling]]*CSU_data_summary[[#This Row],[Area]]","v":329178.7297650759},{"$f":"CSU_data_summary[[#This Row],[Ventilation]]*CSU_data_summary[[#This Row],[Area]]","v":741408.48953151586},{"$f":"CSU_data_summary[[#This Row],[Water Heating]]*CSU_data_summary[[#This Row],[Area]]","v":998814.77600761026},{"$f":"CSU_data_summary[[#This Row],[Lighting]]*CSU_data_summary[[#This Row],[Area]]","v":1770992.5599714823},{"$f":"CSU_data_summary[[#This Row],[Equipment]]*CSU_data_summary[[#This Row],[Area]]","v":1643562.7672605817}]
[null,"Title 24-East Bay-Education","Title 24","East Bay","Education",106947,15.113638255515326,1.8335174939848491,4.1296271989234121,5.563373934784555,9.8643853530333097,9.1546045164736576,45.659146752715102,4883108.7677626219,{"$f":"CSU_data_summary[[#This Row],[Heating]]*CSU_data_summary[[#This Row],[Area]]","v":1616358.2705125976},{"$f":"CSU_data_summary[[#This Row],[Cooling]]*CSU_data_summary[[#This Row],[Area]]","v":196089.19542919766},{"$f":"CSU_data_summary[[#This Row],[Ventilation]]*CSU_data_summary[[#This Row],[Area]]","v":441651.24004326214},{"$f":"CSU_data_summary[[#This Row],[Water Heating]]*CSU_data_summary[[#This Row],[Area]]","v":594986.15220340376},{"$f":"CSU_data_summary[[#This Row],[Lighting]]*CSU_data_summary[[#This Row],[Area]]","v":1054966.4203508534},{"$f":"CSU_data_summary[[#This Row],[Equipment]]*CSU_data_summary[[#This Row],[Area]]","v":979057.48922330828}]
[null,"Title 24-East Bay-Library","Title 24","East Bay","Library",229220,15.113638255515326,1.8335174939848491,4.1296271989234121,5.563373934784555,9.8643853530333097,9.1546045164736576,45.659146752715102,10465989.618657356,{"$f":"CSU_data_summary[[#This Row],[Heating]]*CSU_data_summary[[#This Row],[Area]]","v":3464348.1609292231},{"$f":"CSU_data_summary[[#This Row],[Cooling]]*CSU_data_summary[[#This Row],[Area]]","v":420278.87997120712},{"$f":"CSU_data_summary[[#This Row],[Ventilation]]*CSU_data_summary[[#This Row],[Area]]","v":946593.14653722453},{"$f":"CSU_data_summary[[#This Row],[Water Heating]]*CSU_data_summary[[#This Row],[Area]]","v":1275236.5733313158},{"$f":"CSU_data_summary[[#This Row],[Lighting]]*CSU_data_summary[[#This Row],[Area]]","v":2261114.4106222955},{"$f":"CSU_data_summary[[#This Row],[Equipment]]*CSU_data_summary[[#This Row],[Area]]","v":2098418.4472660916}]
[null,"Title 24-East Bay-Recreation Center","Title 24","East Bay","Recreation Center",54548,16.149377387177939,1.9591686300648772,4.4126309612731154,5.9446325034303538,10.540392661611554,9.1546045164736576,48.160806660031497,2627075.6816913979,{"$f":"CSU_data_summary[[#This Row],[Heating]]*CSU_data_summary[[#This Row],[Area]]","v":880916.23771578225},{"$f":"CSU_data_summary[[#This Row],[Cooling]]*CSU_data_summary[[#This Row],[Area]]","v":106868.73043277892},{"$f":"CSU_data_summary[[#This Row],[Ventilation]]*CSU_data_summary[[#This Row],[Area]]","v":240700.19367552589},{"$f":"CSU_data_summary[[#This Row],[Water Heating]]*CSU_data_summary[[#This Row],[Area]]","v":324267.81379711896},{"$f":"CSU_data_summary[[#This Row],[Lighting]]*CSU_data_summary[[#This Row],[Area]]","v":574957.33890558698},{"$f":"CSU_data_summary[[#This Row],[Equipment]]*CSU_data_summary[[#This Row],[Area]]","v":499365.36716460506}]
[null,"Title 24-East Bay-Residence Hall","Title 24","East Bay","Residence Hall",372126,4.1740678757604641,1.3030411624976659,2.6651177382922735,15.692470757714203,7.2255899807419928,14.064560786187895,45.124848301194497,16792129.298930302,{"$f":"CSU_data_summary[[#This Row],[Heating]]*CSU_data_summary[[#This Row],[Area]]","v":1553279.1823352384},{"$f":"CSU_data_summary[[#This Row],[Cooling]]*CSU_data_summary[[#This Row],[Area]]","v":484895.49563560641},{"$f":"CSU_data_summary[[#This Row],[Ventilation]]*CSU_data_summary[[#This Row],[Area]]","v":991759.60347975057},{"$f":"CSU_data_summary[[#This Row],[Water Heating]]*CSU_data_summary[[#This Row],[Area]]","v":5839576.373185155},{"$f":"CSU_data_summary[[#This Row],[Lighting]]*CSU_data_summary[[#This Row],[Area]]","v":2688829.8971735947},{"$f":"CSU_data_summary[[#This Row],[Equipment]]*CSU_data_summary[[#This Row],[Area]]","v":5233788.7471209569}]
[null,"Title 24-East Bay-Science","Title 24","East Bay","Science",206370,12.822165405900339,3.3062945358913698,7.4547865027171989,20.595588952856964,19.864884540376771,111.64519628827397,175.6889162260166,36256921.641563043,{"$f":"CSU_data_summary[[#This Row],[Heating]]*CSU_data_summary[[#This Row],[Area]]","v":2646110.274815653},{"$f":"CSU_data_summary[[#This Row],[Cooling]]*CSU_data_summary[[#This Row],[Area]]","v":682320.00337190193},{"$f":"CSU_data_summary[[#This Row],[Ventilation]]*CSU_data_summary[[#This Row],[Area]]","v":1538444.2905657482},{"$f":"CSU_data_summary[[#This Row],[Water Heating]]*CSU_data_summary[[#This Row],[Area]]","v":4250311.6922010919},{"$f":"CSU_data_summary[[#This Row],[Lighting]]*CSU_data_summary[[#This Row],[Area]]","v":4099516.2225975543},{"$f":"CSU_data_summary[[#This Row],[Equipment]]*CSU_data_summary[[#This Row],[Area]]","v":23040219.158011097}]
[null,"Title 24-East Bay-Theater Arts","Title 24","East Bay","Theater Arts",60500,15.113638255515326,1.8335174939848491,4.1296271989234121,5.563373934784555,9.8643853530333097,9.1546045164736576,45.659146752715102,2762378.3785392637,{"$f":"CSU_data_summary[[#This Row],[Heating]]*CSU_data_summary[[#This Row],[Area]]","v":914375.11445867724},{"$f":"CSU_data_summary[[#This Row],[Cooling]]*CSU_data_summary[[#This Row],[Area]]","v":110927.80838608337},{"$f":"CSU_data_summary[[#This Row],[Ventilation]]*CSU_data_summary[[#This Row],[Area]]","v":249842.44553486642},{"$f":"CSU_data_summary[[#This Row],[Water Heating]]*CSU_data_summary[[#This Row],[Area]]","v":336584.12305446557},{"$f":"CSU_data_summary[[#This Row],[Lighting]]*CSU_data_summary[[#This Row],[Area]]","v":596795.31385851523},{"$f":"CSU_data_summary[[#This Row],[Equipment]]*CSU_data_summary[[#This Row],[Area]]","v":553853.57324665633}]
[null,"Title 24-East Bay-University Union","Title 24","East Bay","University Union",72450,15.339411915318999,2.1116586554554426,4.2489578591639283,6.0179740895518803,10.642026843492449,9.1853773616192225,47.545406724601925,3444664.7171974094,{"$f":"CSU_data_summary[[#This Row],[Heating]]*CSU_data_summary[[#This Row],[Area]]","v":1111340.3932648615},{"$f":"CSU_data_summary[[#This Row],[Cooling]]*CSU_data_summary[[#This Row],[Area]]","v":152989.66958774682},{"$f":"CSU_data_summary[[#This Row],[Ventilation]]*CSU_data_summary[[#This Row],[Area]]","v":307836.9968964266},{"$f":"CSU_data_summary[[#This Row],[Water Heating]]*CSU_data_summary[[#This Row],[Area]]","v":436002.22278803372},{"$f":"CSU_data_summary[[#This Row],[Lighting]]*CSU_data_summary[[#This Row],[Area]]","v":771014.84481102787},{"$f":"CSU_data_summary[[#This Row],[Equipment]]*CSU_data_summary[[#This Row],[Area]]","v":665480.58984931267}]
[null,"Title 24-Fresno-Business Administration","Title 24","Fresno","Business Administration",94803,6.9127267602885523,8.7650529485227313,3.0431882816673879,1.6414884452413141,10.847882236263489,12.382609829236085,43.592948501219553,4132742.2967611174,{"$f":"CSU_data_summary[[#This Row],[Heating]]*CSU_data_summary[[#This Row],[Area]]","v":655347.23505563557},{"$f":"CSU_data_summary[[#This Row],[Cooling]]*CSU_data_summary[[#This Row],[Area]]","v":830953.31467880053},{"$f":"CSU_data_summary[[#This Row],[Ventilation]]*CSU_data_summary[[#This Row],[Area]]","v":288503.37866691337},{"$f":"CSU_data_summary[[#This Row],[Water Heating]]*CSU_data_summary[[#This Row],[Area]]","v":155618.0290742123},{"$f":"CSU_data_summary[[#This Row],[Lighting]]*CSU_data_summary[[#This Row],[Area]]","v":1028411.7796444875},{"$f":"CSU_data_summary[[#This Row],[Equipment]]*CSU_data_summary[[#This Row],[Area]]","v":1173908.5596410686}]
[null,"Title 24-Fresno-Classroom","Title 24","Fresno","Classroom",287352,15.170513071839231,9.6280840485428048,4.3792699624137006,5.1446511241471828,9.6924401487030014,10.516891786099677,54.531850141745593,15669836.201930881,{"$f":"CSU_data_summary[[#This Row],[Heating]]*CSU_data_summary[[#This Row],[Area]]","v":4359277.2722191466},{"$f":"CSU_data_summary[[#This Row],[Cooling]]*CSU_data_summary[[#This Row],[Area]]","v":2766649.2075168719},{"$f":"CSU_data_summary[[#This Row],[Ventilation]]*CSU_data_summary[[#This Row],[Area]]","v":1258391.9822395018},{"$f":"CSU_data_summary[[#This Row],[Water Heating]]*CSU_data_summary[[#This Row],[Area]]","v":1478325.7898259412},{"$f":"CSU_data_summary[[#This Row],[Lighting]]*CSU_data_summary[[#This Row],[Area]]","v":2785142.061610105},{"$f":"CSU_data_summary[[#This Row],[Equipment]]*CSU_data_summary[[#This Row],[Area]]","v":3022049.8885193146}]
[null,"Title 24-Fresno-Education","Title 24","Fresno","Education",121214,15.170513071839231,9.6280840485428048,4.3792699624137006,5.1446511241471828,9.6924401487030014,10.516891786099677,54.531850141745593,6610023.6830815505,{"$f":"CSU_data_summary[[#This Row],[Heating]]*CSU_data_summary[[#This Row],[Area]]","v":1838878.5714899206},{"$f":"CSU_data_summary[[#This Row],[Cooling]]*CSU_data_summary[[#This Row],[Area]]","v":1167058.5798600675},{"$f":"CSU_data_summary[[#This Row],[Ventilation]]*CSU_data_summary[[#This Row],[Area]]","v":530828.82922401431},{"$f":"CSU_data_summary[[#This Row],[Water Heating]]*CSU_data_summary[[#This Row],[Area]]","v":623603.7413623766},{"$f":"CSU_data_summary[[#This Row],[Lighting]]*CSU_data_summary[[#This Row],[Area]]","v":1174859.4401848856},{"$f":"CSU_data_summary[[#This Row],[Equipment]]*CSU_data_summary[[#This Row],[Area]]","v":1274794.5209602863}]
[null,"Title 24-Fresno-Engineering","Title 24","Fresno","Engineering",125839,15.170513071839231,9.6280840485428048,4.3792699624137006,5.1446511241471828,9.6924401487030014,10.516891786099677,54.531850141745593,6862233.4899871238,{"$f":"CSU_data_summary[[#This Row],[Heating]]*CSU_data_summary[[#This Row],[Area]]","v":1909042.194447177},{"$f":"CSU_data_summary[[#This Row],[Cooling]]*CSU_data_summary[[#This Row],[Area]]","v":1211588.468584578},{"$f":"CSU_data_summary[[#This Row],[Ventilation]]*CSU_data_summary[[#This Row],[Area]]","v":551082.95280017762},{"$f":"CSU_data_summary[[#This Row],[Water Heating]]*CSU_data_summary[[#This Row],[Area]]","v":647397.75281155738},{"$f":"CSU_data_summary[[#This Row],[Lighting]]*CSU_data_summary[[#This Row],[Area]]","v":1219686.975872637},{"$f":"CSU_data_summary[[#This Row],[Equipment]]*CSU_data_summary[[#This Row],[Area]]","v":1323435.1454709973}]
[null,"Title 24-Fresno-Industrial Arts","Title 24","Fresno","Industrial Arts",96421,15.170513071839231,9.6280840485428048,4.3792699624137006,5.1446511241471828,9.6924401487030014,10.516891786099677,54.531850141745593,5258015.5225172518,{"$f":"CSU_data_summary[[#This Row],[Heating]]*CSU_data_summary[[#This Row],[Area]]","v":1462756.0408998106},{"$f":"CSU_data_summary[[#This Row],[Cooling]]*CSU_data_summary[[#This Row],[Area]]","v":928349.49204454583},{"$f":"CSU_data_summary[[#This Row],[Ventilation]]*CSU_data_summary[[#This Row],[Area]]","v":422253.58904589142},{"$f":"CSU_data_summary[[#This Row],[Water Heating]]*CSU_data_summary[[#This Row],[Area]]","v":496052.4060413955},{"$f":"CSU_data_summary[[#This Row],[Lighting]]*CSU_data_summary[[#This Row],[Area]]","v":934554.77157809213},{"$f":"CSU_data_summary[[#This Row],[Equipment]]*CSU_data_summary[[#This Row],[Area]]","v":1014049.222907517}]
[null,"Title 24-Fresno-Library","Title 24","Fresno","Library",339984,15.170513071839231,9.6280840485428048,4.3792699624137006,5.1446511241471828,9.6924401487030014,10.516891786099677,54.531850141745593,18539956.538591232,{"$f":"CSU_data_summary[[#This Row],[Heating]]*CSU_data_summary[[#This Row],[Area]]","v":5157731.7162161889},{"$f":"CSU_data_summary[[#This Row],[Cooling]]*CSU_data_summary[[#This Row],[Area]]","v":3273394.527159777},{"$f":"CSU_data_summary[[#This Row],[Ventilation]]*CSU_data_summary[[#This Row],[Area]]","v":1488881.7189012596},{"$f":"CSU_data_summary[[#This Row],[Water Heating]]*CSU_data_summary[[#This Row],[Area]]","v":1749099.0677920559},{"$f":"CSU_data_summary[[#This Row],[Lighting]]*CSU_data_summary[[#This Row],[Area]]","v":3295274.5715166414},{"$f":"CSU_data_summary[[#This Row],[Equipment]]*CSU_data_summary[[#This Row],[Area]]","v":3575574.9370053126}]
[null,"Title 24-Fresno-Music","Title 24","Fresno","Music",93969,15.170513071839231,9.6280840485428048,4.3792699624137006,5.1446511241471828,9.6924401487030014,10.516891786099677,54.531850141745593,5124303.4259696919,{"$f":"CSU_data_summary[[#This Row],[Heating]]*CSU_data_summary[[#This Row],[Area]]","v":1425557.9428476607},{"$f":"CSU_data_summary[[#This Row],[Cooling]]*CSU_data_summary[[#This Row],[Area]]","v":904741.42995751882},{"$f":"CSU_data_summary[[#This Row],[Ventilation]]*CSU_data_summary[[#This Row],[Area]]","v":411515.61909805302},{"$f":"CSU_data_summary[[#This Row],[Water Heating]]*CSU_data_summary[[#This Row],[Area]]","v":483437.7214849866},{"$f":"CSU_data_summary[[#This Row],[Lighting]]*CSU_data_summary[[#This Row],[Area]]","v":910788.90833347233},{"$f":"CSU_data_summary[[#This Row],[Equipment]]*CSU_data_summary[[#This Row],[Area]]","v":988261.80424800061}]
[null,"Title 24-Fresno-Recreation Center","Title 24","Fresno","Recreation Center",90290,18.557730962433116,11.777808213238568,5.3570576940602548,6.2933304236576886,11.856533513227355,10.516891786099677,64.359352592716647,5811005.9455963857,{"$f":"CSU_data_summary[[#This Row],[Heating]]*CSU_data_summary[[#This Row],[Area]]","v":1675577.528598086},{"$f":"CSU_data_summary[[#This Row],[Cooling]]*CSU_data_summary[[#This Row],[Area]]","v":1063418.3035733104},{"$f":"CSU_data_summary[[#This Row],[Ventilation]]*CSU_data_summary[[#This Row],[Area]]","v":483688.73919670039},{"$f":"CSU_data_summary[[#This Row],[Water Heating]]*CSU_data_summary[[#This Row],[Area]]","v":568224.80395205272},{"$f":"CSU_data_summary[[#This Row],[Lighting]]*CSU_data_summary[[#This Row],[Area]]","v":1070526.4109092979},{"$f":"CSU_data_summary[[#This Row],[Equipment]]*CSU_data_summary[[#This Row],[Area]]","v":949570.1593669398}]
[null,"Title 24-Fresno-Residence Hall","Title 24","Fresno","Residence Hall",228380,8.4733177300816269,9.8734937305225827,4.9282500881389186,19.105444212696217,9.6282094398395319,16.001052522832225,68.0097677241111,15532070.752832493,{"$f":"CSU_data_summary[[#This Row],[Heating]]*CSU_data_summary[[#This Row],[Area]]","v":1935136.3031960418},{"$f":"CSU_data_summary[[#This Row],[Cooling]]*CSU_data_summary[[#This Row],[Area]]","v":2254908.4981767475},{"$f":"CSU_data_summary[[#This Row],[Ventilation]]*CSU_data_summary[[#This Row],[Area]]","v":1125513.7551291662},{"$f":"CSU_data_summary[[#This Row],[Water Heating]]*CSU_data_summary[[#This Row],[Area]]","v":4363301.3492955621},{"$f":"CSU_data_summary[[#This Row],[Lighting]]*CSU_data_summary[[#This Row],[Area]]","v":2198890.4718705523},{"$f":"CSU_data_summary[[#This Row],[Equipment]]*CSU_data_summary[[#This Row],[Area]]","v":3654320.3751644236}]
[null,"Title 24-Fresno-Science","Title 24","Fresno","Science",211061,14.919231003941412,20.125661867549983,9.1638906575841652,22.077287381623197,22.055144692143553,123.41619824552758,211.75741384836988,44693731.524250798,{"$f":"CSU_data_summary[[#This Row],[Heating]]*CSU_data_summary[[#This Row],[Area]]","v":3148867.8149228785},{"$f":"CSU_data_summary[[#This Row],[Cooling]]*CSU_data_summary[[#This Row],[Area]]","v":4247742.3194269668},{"$f":"CSU_data_summary[[#This Row],[Ventilation]]*CSU_data_summary[[#This Row],[Area]]","v":1934139.9260803715},{"$f":"CSU_data_summary[[#This Row],[Water Heating]]*CSU_data_summary[[#This Row],[Area]]","v":4659654.3520527733},{"$f":"CSU_data_summary[[#This Row],[Lighting]]*CSU_data_summary[[#This Row],[Area]]","v":4654980.8938685106},{"$f":"CSU_data_summary[[#This Row],[Equipment]]*CSU_data_summary[[#This Row],[Area]]","v":26048346.217899296}]
[null,"Title 24-Fullerton-Administration","Title 24","Fullerton","Administration",377958,3.9344545841996825,7.29955971277138,4.1740226258170274,1.3704325806220292,8.1514472742667223,11.534817751638739,36.464734529315578,13782138.133231057,{"$f":"CSU_data_summary[[#This Row],[Heating]]*CSU_data_summary[[#This Row],[Area]]","v":1487058.5857349436},{"$f":"CSU_data_summary[[#This Row],[Cooling]]*CSU_data_summary[[#This Row],[Area]]","v":2758926.9899196452},{"$f":"CSU_data_summary[[#This Row],[Ventilation]]*CSU_data_summary[[#This Row],[Area]]","v":1577605.243608552},{"$f":"CSU_data_summary[[#This Row],[Water Heating]]*CSU_data_summary[[#This Row],[Area]]","v":517965.95730674092},{"$f":"CSU_data_summary[[#This Row],[Lighting]]*CSU_data_summary[[#This Row],[Area]]","v":3080904.7088873019},{"$f":"CSU_data_summary[[#This Row],[Equipment]]*CSU_data_summary[[#This Row],[Area]]","v":4359676.6477738749}]
[null,"Title 24-Fullerton-Apartments","Title 24","Fullerton","Apartments",316287,0.91429790648078479,4.3773393190077057,2.6933061095834621,11.799016144843973,5.9111265644350555,11.129569947614263,36.824655991965244,11647159.969730711,{"$f":"CSU_data_summary[[#This Row],[Heating]]*CSU_data_summary[[#This Row],[Area]]","v":289180.54194708797},{"$f":"CSU_data_summary[[#This Row],[Cooling]]*CSU_data_summary[[#This Row],[Area]]","v":1384495.5211909902},{"$f":"CSU_data_summary[[#This Row],[Ventilation]]*CSU_data_summary[[#This Row],[Area]]","v":851857.70948182442},{"$f":"CSU_data_summary[[#This Row],[Water Heating]]*CSU_data_summary[[#This Row],[Area]]","v":3731875.4194042659},{"$f":"CSU_data_summary[[#This Row],[Lighting]]*CSU_data_summary[[#This Row],[Area]]","v":1869612.4876854704},{"$f":"CSU_data_summary[[#This Row],[Equipment]]*CSU_data_summary[[#This Row],[Area]]","v":3520138.2900210721}]
[null,"Title 24-Fullerton-Business Administration","Title 24","Fullerton","Business Administration",196229,2.8492435050141411,6.8878217752955839,2.6697025691728808,1.4558824213630481,9.6336411941346931,8.7337947790923618,32.230086244072709,6324477.5935881436,{"$f":"CSU_data_summary[[#This Row],[Heating]]*CSU_data_summary[[#This Row],[Area]]","v":559104.20374541986},{"$f":"CSU_data_summary[[#This Row],[Cooling]]*CSU_data_summary[[#This Row],[Area]]","v":1351590.3791444772},{"$f":"CSU_data_summary[[#This Row],[Ventilation]]*CSU_data_summary[[#This Row],[Area]]","v":523873.06544622523},{"$f":"CSU_data_summary[[#This Row],[Water Heating]]*CSU_data_summary[[#This Row],[Area]]","v":285686.35166164959},{"$f":"CSU_data_summary[[#This Row],[Lighting]]*CSU_data_summary[[#This Row],[Area]]","v":1890399.7778838568},{"$f":"CSU_data_summary[[#This Row],[Equipment]]*CSU_data_summary[[#This Row],[Area]]","v":1713823.815706515}]
[null,"Title 24-Fullerton-Classroom","Title 24","Fullerton","Classroom",225250,5.8996252746464295,5.9207561665198298,3.2085807317797888,3.8406950573479812,7.3495120834893637,7.4782719209895001,33.697441234772889,7590348.6381325936,{"$f":"CSU_data_summary[[#This Row],[Heating]]*CSU_data_summary[[#This Row],[Area]]","v":1328890.5931141083},{"$f":"CSU_data_summary[[#This Row],[Cooling]]*CSU_data_summary[[#This Row],[Area]]","v":1333650.3265085917},{"$f":"CSU_data_summary[[#This Row],[Ventilation]]*CSU_data_summary[[#This Row],[Area]]","v":722732.80983339739},{"$f":"CSU_data_summary[[#This Row],[Water Heating]]*CSU_data_summary[[#This Row],[Area]]","v":865116.56166763278},{"$f":"CSU_data_summary[[#This Row],[Lighting]]*CSU_data_summary[[#This Row],[Area]]","v":1655477.5968059793},{"$f":"CSU_data_summary[[#This Row],[Equipment]]*CSU_data_summary[[#This Row],[Area]]","v":1684480.7502028849}]
[null,"Title 24-Fullerton-Humanities","Title 24","Fullerton","Humanities",147047,5.8996252746464295,5.9207561665198298,3.2085807317797888,3.8406950573479812,7.3495120834893637,7.4782719209895001,33.697441234772889,4955107.6412496492,{"$f":"CSU_data_summary[[#This Row],[Heating]]*CSU_data_summary[[#This Row],[Area]]","v":867522.19776093354},{"$f":"CSU_data_summary[[#This Row],[Cooling]]*CSU_data_summary[[#This Row],[Area]]","v":870629.43201824138},{"$f":"CSU_data_summary[[#This Row],[Ventilation]]*CSU_data_summary[[#This Row],[Area]]","v":471812.17086602258},{"$f":"CSU_data_summary[[#This Row],[Water Heating]]*CSU_data_summary[[#This Row],[Area]]","v":564762.68609784858},{"$f":"CSU_data_summary[[#This Row],[Lighting]]*CSU_data_summary[[#This Row],[Area]]","v":1080723.7033408605},{"$f":"CSU_data_summary[[#This Row],[Equipment]]*CSU_data_summary[[#This Row],[Area]]","v":1099657.4511657429}]
[null,"Title 24-Fullerton-Library","Title 24","Fullerton","Library",414388,5.8996252746464295,5.9207561665198298,3.2085807317797888,3.8406950573479812,7.3495120834893637,7.4782719209895001,33.697441234772889,13963815.278395068,{"$f":"CSU_data_summary[[#This Row],[Heating]]*CSU_data_summary[[#This Row],[Area]]","v":2444733.9183101845},{"$f":"CSU_data_summary[[#This Row],[Cooling]]*CSU_data_summary[[#This Row],[Area]]","v":2453490.3063318194},{"$f":"CSU_data_summary[[#This Row],[Ventilation]]*CSU_data_summary[[#This Row],[Area]]","v":1329597.3522807632},{"$f":"CSU_data_summary[[#This Row],[Water Heating]]*CSU_data_summary[[#This Row],[Area]]","v":1591537.9434243152},{"$f":"CSU_data_summary[[#This Row],[Lighting]]*CSU_data_summary[[#This Row],[Area]]","v":3045549.6132529904},{"$f":"CSU_data_summary[[#This Row],[Equipment]]*CSU_data_summary[[#This Row],[Area]]","v":3098906.1447949968}]
[null,"Title 24-Fullerton-Performing Arts","Title 24","Fullerton","Performing Arts",256727,5.8996252746464295,5.9207561665198298,3.2085807317797888,3.8406950573479812,7.3495120834893637,7.4782719209895001,33.697441234772889,8651042.9958795402,{"$f":"CSU_data_summary[[#This Row],[Heating]]*CSU_data_summary[[#This Row],[Area]]","v":1514593.0978841539},{"$f":"CSU_data_summary[[#This Row],[Cooling]]*CSU_data_summary[[#This Row],[Area]]","v":1520017.9683621363},{"$f":"CSU_data_summary[[#This Row],[Ventilation]]*CSU_data_summary[[#This Row],[Area]]","v":823729.3055276298},{"$f":"CSU_data_summary[[#This Row],[Water Heating]]*CSU_data_summary[[#This Row],[Area]]","v":986010.11998777522},{"$f":"CSU_data_summary[[#This Row],[Lighting]]*CSU_data_summary[[#This Row],[Area]]","v":1886818.1886579739},{"$f":"CSU_data_summary[[#This Row],[Equipment]]*CSU_data_summary[[#This Row],[Area]]","v":1919874.3154598714}]
[null,"Title 24-Fullerton-Residence Hall","Title 24","Fullerton","Residence Hall",256563,0.91429790648078479,4.3773393190077057,2.6933061095834621,11.799016144843973,5.9111265644350555,11.129569947614263,36.824655991965244,9447844.2152665798,{"$f":"CSU_data_summary[[#This Row],[Heating]]*CSU_data_summary[[#This Row],[Area]]","v":234575.01378042958},{"$f":"CSU_data_summary[[#This Row],[Cooling]]*CSU_data_summary[[#This Row],[Area]]","v":1123063.3077025739},{"$f":"CSU_data_summary[[#This Row],[Ventilation]]*CSU_data_summary[[#This Row],[Area]]","v":691002.69539306173},{"$f":"CSU_data_summary[[#This Row],[Water Heating]]*CSU_data_summary[[#This Row],[Area]]","v":3027190.9791696044},{"$f":"CSU_data_summary[[#This Row],[Lighting]]*CSU_data_summary[[#This Row],[Area]]","v":1516576.3647511511},{"$f":"CSU_data_summary[[#This Row],[Equipment]]*CSU_data_summary[[#This Row],[Area]]","v":2855435.854469758}]
[null,"Title 24-Fullerton-Science","Title 24","Fullerton","Science",416487,4.3966361512406644,9.3785868510283699,5.087929453737388,12.489628996844143,13.308469863744746,86.268134736333863,130.92938605292917,54530387.209026314,{"$f":"CSU_data_summary[[#This Row],[Heating]]*CSU_data_summary[[#This Row],[Area]]","v":1831141.8007217706},{"$f":"CSU_data_summary[[#This Row],[Cooling]]*CSU_data_summary[[#This Row],[Area]]","v":3906059.5018242528},{"$f":"CSU_data_summary[[#This Row],[Ventilation]]*CSU_data_summary[[#This Row],[Area]]","v":2119056.4743987233},{"$f":"CSU_data_summary[[#This Row],[Water Heating]]*CSU_data_summary[[#This Row],[Area]]","v":5201768.1120086266},{"$f":"CSU_data_summary[[#This Row],[Lighting]]*CSU_data_summary[[#This Row],[Area]]","v":5542804.6881414577},{"$f":"CSU_data_summary[[#This Row],[Equipment]]*CSU_data_summary[[#This Row],[Area]]","v":35929556.631931484}]
[null,"Title 24-Fullerton-University Union","Title 24","Fullerton","University Union",166841,5.6786060198813573,7.251623117410154,4.0520256707222551,4.8109805275055217,8.984682888241263,7.5843248624561204,38.362243086216672,6400394.9987474754,{"$f":"CSU_data_summary[[#This Row],[Heating]]*CSU_data_summary[[#This Row],[Area]]","v":947424.30696302548},{"$f":"CSU_data_summary[[#This Row],[Cooling]]*CSU_data_summary[[#This Row],[Area]]","v":1209868.0525318275},{"$f":"CSU_data_summary[[#This Row],[Ventilation]]*CSU_data_summary[[#This Row],[Area]]","v":676044.01492897177},{"$f":"CSU_data_summary[[#This Row],[Water Heating]]*CSU_data_summary[[#This Row],[Area]]","v":802668.80218954873},{"$f":"CSU_data_summary[[#This Row],[Lighting]]*CSU_data_summary[[#This Row],[Area]]","v":1499013.4777570607},{"$f":"CSU_data_summary[[#This Row],[Equipment]]*CSU_data_summary[[#This Row],[Area]]","v":1265376.3443770416}]
[null,"Title 24-Humboldt-Apartments","Title 24","Humboldt","Apartments",106885,7.123630070279189,0.11860638897994362,1.6699168678120677,10.786099204955743,4.9919504570910567,9.568806140361513,34.259009129479509,3661774.1908044172,{"$f":"CSU_data_summary[[#This Row],[Heating]]*CSU_data_summary[[#This Row],[Area]]","v":761409.20006179111},{"$f":"CSU_data_summary[[#This Row],[Cooling]]*CSU_data_summary[[#This Row],[Area]]","v":12677.243886121274},{"$f":"CSU_data_summary[[#This Row],[Ventilation]]*CSU_data_summary[[#This Row],[Area]]","v":178489.06441609285},{"$f":"CSU_data_summary[[#This Row],[Water Heating]]*CSU_data_summary[[#This Row],[Area]]","v":1152872.2135216945},{"$f":"CSU_data_summary[[#This Row],[Lighting]]*CSU_data_summary[[#This Row],[Area]]","v":533564.62460617756},{"$f":"CSU_data_summary[[#This Row],[Equipment]]*CSU_data_summary[[#This Row],[Area]]","v":1022761.8443125404}]
[null,"Title 24-Humboldt-Classroom","Title 24","Humboldt","Classroom",67385,19.35242920845263,9.3003690147279924E-2,2.84892725821026,4.0946398049509698,7.030677647894426,6.2158654807033997,39.635543090358965,2670841.071143839,{"$f":"CSU_data_summary[[#This Row],[Heating]]*CSU_data_summary[[#This Row],[Area]]","v":1304063.4422115805},{"$f":"CSU_data_summary[[#This Row],[Cooling]]*CSU_data_summary[[#This Row],[Area]]","v":6267.0536605744574},{"$f":"CSU_data_summary[[#This Row],[Ventilation]]*CSU_data_summary[[#This Row],[Area]]","v":191974.96329449836},{"$f":"CSU_data_summary[[#This Row],[Water Heating]]*CSU_data_summary[[#This Row],[Area]]","v":275917.30325662112},{"$f":"CSU_data_summary[[#This Row],[Lighting]]*CSU_data_summary[[#This Row],[Area]]","v":473762.21330336592},{"$f":"CSU_data_summary[[#This Row],[Equipment]]*CSU_data_summary[[#This Row],[Area]]","v":418856.09541719861}]
[null,"Title 24-Humboldt-Food Service","Title 24","Humboldt","Food Service",54677,12.839530730001497,0.34463162804183489,8.4700542676526194,43.585862464946942,21.514141642827312,129.755451088716,216.50967182218619,11838099.326221675,{"$f":"CSU_data_summary[[#This Row],[Heating]]*CSU_data_summary[[#This Row],[Area]]","v":702027.02172429184},{"$f":"CSU_data_summary[[#This Row],[Cooling]]*CSU_data_summary[[#This Row],[Area]]","v":18843.423526443406},{"$f":"CSU_data_summary[[#This Row],[Ventilation]]*CSU_data_summary[[#This Row],[Area]]","v":463117.15719244228},{"$f":"CSU_data_summary[[#This Row],[Water Heating]]*CSU_data_summary[[#This Row],[Area]]","v":2383144.2019959041},{"$f":"CSU_data_summary[[#This Row],[Lighting]]*CSU_data_summary[[#This Row],[Area]]","v":1176328.7226048689},{"$f":"CSU_data_summary[[#This Row],[Equipment]]*CSU_data_summary[[#This Row],[Area]]","v":7094638.7991777249}]
[null,"Title 24-Humboldt-Humanities","Title 24","Humboldt","Humanities",92078,19.35242920845263,9.3003690147279924E-2,2.84892725821026,4.0946398049509698,7.030677647894426,6.2158654807033997,39.635543090358965,3649561.536674073,{"$f":"CSU_data_summary[[#This Row],[Heating]]*CSU_data_summary[[#This Row],[Area]]","v":1781932.9766559012},{"$f":"CSU_data_summary[[#This Row],[Cooling]]*CSU_data_summary[[#This Row],[Area]]","v":8563.5937813812416},{"$f":"CSU_data_summary[[#This Row],[Ventilation]]*CSU_data_summary[[#This Row],[Area]]","v":262323.5240814843},{"$f":"CSU_data_summary[[#This Row],[Water Heating]]*CSU_data_summary[[#This Row],[Area]]","v":377026.24396027537},{"$f":"CSU_data_summary[[#This Row],[Lighting]]*CSU_data_summary[[#This Row],[Area]]","v":647370.736462823},{"$f":"CSU_data_summary[[#This Row],[Equipment]]*CSU_data_summary[[#This Row],[Area]]","v":572344.46173220768}]
[null,"Title 24-Humboldt-Library","Title 24","Humboldt","Library",163809,19.35242920845263,9.3003690147279924E-2,2.84892725821026,4.0946398049509698,7.030677647894426,6.2158654807033997,39.635543090358965,6492658.6780886119,{"$f":"CSU_data_summary[[#This Row],[Heating]]*CSU_data_summary[[#This Row],[Area]]","v":3170102.0762074171},{"$f":"CSU_data_summary[[#This Row],[Cooling]]*CSU_data_summary[[#This Row],[Area]]","v":15234.841479335777},{"$f":"CSU_data_summary[[#This Row],[Ventilation]]*CSU_data_summary[[#This Row],[Area]]","v":466679.92524016451},{"$f":"CSU_data_summary[[#This Row],[Water Heating]]*CSU_data_summary[[#This Row],[Area]]","v":670738.8518092134},{"$f":"CSU_data_summary[[#This Row],[Lighting]]*CSU_data_summary[[#This Row],[Area]]","v":1151688.274823938},{"$f":"CSU_data_summary[[#This Row],[Equipment]]*CSU_data_summary[[#This Row],[Area]]","v":1018214.7085285432}]
[null,"Title 24-Humboldt-Residence Hall","Title 24","Humboldt","Residence Hall",350484,7.1236300702791899,0.11860638897994366,1.6699168678120682,10.786099204955745,4.9919504570910576,9.568806140361513,34.259009129479523,12007234.555736501,{"$f":"CSU_data_summary[[#This Row],[Heating]]*CSU_data_summary[[#This Row],[Area]]","v":2496718.3615517318},{"$f":"CSU_data_summary[[#This Row],[Cooling]]*CSU_data_summary[[#This Row],[Area]]","v":41569.641635246575},{"$f":"CSU_data_summary[[#This Row],[Ventilation]]*CSU_data_summary[[#This Row],[Area]]","v":585279.14349824493},{"$f":"CSU_data_summary[[#This Row],[Water Heating]]*CSU_data_summary[[#This Row],[Area]]","v":3780355.1937497095},{"$f":"CSU_data_summary[[#This Row],[Lighting]]*CSU_data_summary[[#This Row],[Area]]","v":1749598.7640031022},{"$f":"CSU_data_summary[[#This Row],[Equipment]]*CSU_data_summary[[#This Row],[Area]]","v":3353713.4512984646}]
[null,"Title 24-Humboldt-Science","Title 24","Humboldt","Science",307965,22.139757874455405,0.22615265449500058,6.9350684328389383,20.440743845887393,18.187730628799088,77.397526539276669,145.32697997575249,44755623.388232619,{"$f":"CSU_data_summary[[#This Row],[Heating]]*CSU_data_summary[[#This Row],[Area]]","v":6818270.5338066593},{"$f":"CSU_data_summary[[#This Row],[Cooling]]*CSU_data_summary[[#This Row],[Area]]","v":69647.102241552857},{"$f":"CSU_data_summary[[#This Row],[Ventilation]]*CSU_data_summary[[#This Row],[Area]]","v":2135758.3499192437},{"$f":"CSU_data_summary[[#This Row],[Water Heating]]*CSU_data_summary[[#This Row],[Area]]","v":6295033.6784987114},{"$f":"CSU_data_summary[[#This Row],[Lighting]]*CSU_data_summary[[#This Row],[Area]]","v":5601184.4630981106},{"$f":"CSU_data_summary[[#This Row],[Equipment]]*CSU_data_summary[[#This Row],[Area]]","v":23835729.260668341}]
[null,"Title 24-Humboldt-Social Science","Title 24","Humboldt","Social Science",96458,19.35242920845263,9.3003690147279924E-2,2.84892725821026,4.0946398049509698,7.030677647894426,6.2158654807033997,39.635543090358965,3823165.2154098451,{"$f":"CSU_data_summary[[#This Row],[Heating]]*CSU_data_summary[[#This Row],[Area]]","v":1866696.6165889238},{"$f":"CSU_data_summary[[#This Row],[Cooling]]*CSU_data_summary[[#This Row],[Area]]","v":8970.9499442263277},{"$f":"CSU_data_summary[[#This Row],[Ventilation]]*CSU_data_summary[[#This Row],[Area]]","v":274801.82547244529},{"$f":"CSU_data_summary[[#This Row],[Water Heating]]*CSU_data_summary[[#This Row],[Area]]","v":394960.76630596066},{"$f":"CSU_data_summary[[#This Row],[Lighting]]*CSU_data_summary[[#This Row],[Area]]","v":678165.10456060059},{"$f":"CSU_data_summary[[#This Row],[Equipment]]*CSU_data_summary[[#This Row],[Area]]","v":599569.95253768854}]
[null,"Title 24-Humboldt-Theater Arts","Title 24","Humboldt","Theater Arts",60317,19.35242920845263,9.3003690147279924E-2,2.84892725821026,4.0946398049509698,7.030677647894426,6.2158654807033997,39.635543090358965,2390697.0525811817,{"$f":"CSU_data_summary[[#This Row],[Heating]]*CSU_data_summary[[#This Row],[Area]]","v":1167280.4725662372},{"$f":"CSU_data_summary[[#This Row],[Cooling]]*CSU_data_summary[[#This Row],[Area]]","v":5609.7035786134829},{"$f":"CSU_data_summary[[#This Row],[Ventilation]]*CSU_data_summary[[#This Row],[Area]]","v":171838.74543346826},{"$f":"CSU_data_summary[[#This Row],[Water Heating]]*CSU_data_summary[[#This Row],[Area]]","v":246976.38911522765},{"$f":"CSU_data_summary[[#This Row],[Lighting]]*CSU_data_summary[[#This Row],[Area]]","v":424069.38368804811},{"$f":"CSU_data_summary[[#This Row],[Equipment]]*CSU_data_summary[[#This Row],[Area]]","v":374922.35819958698}]
[null,"Title 24-Humboldt-University Union","Title 24","Humboldt","University Union",63983,17.720493181761476,0.14527243661416755,2.2661156835798613,3.4925709542915704,6.259026104964752,6.0996001414997636,35.983078502711592,2302305.3118389957,{"$f":"CSU_data_summary[[#This Row],[Heating]]*CSU_data_summary[[#This Row],[Area]]","v":1133810.3152486444},{"$f":"CSU_data_summary[[#This Row],[Cooling]]*CSU_data_summary[[#This Row],[Area]]","v":9294.9663118842818},{"$f":"CSU_data_summary[[#This Row],[Ventilation]]*CSU_data_summary[[#This Row],[Area]]","v":144992.87978249026},{"$f":"CSU_data_summary[[#This Row],[Water Heating]]*CSU_data_summary[[#This Row],[Area]]","v":223465.16736843754},{"$f":"CSU_data_summary[[#This Row],[Lighting]]*CSU_data_summary[[#This Row],[Area]]","v":400471.2672739597},{"$f":"CSU_data_summary[[#This Row],[Equipment]]*CSU_data_summary[[#This Row],[Area]]","v":390270.7158535794}]
[null,"Title 24-Long Beach-Administration","Title 24","Long Beach","Administration",176936,6.0568467806490682,9.0025801573012707,5.4332416466590239,1.847700886662113,10.874650674244746,15.684773664710276,48.899793810226498,8652133.9176062364,{"$f":"CSU_data_summary[[#This Row],[Heating]]*CSU_data_summary[[#This Row],[Area]]","v":1071674.2419809236},{"$f":"CSU_data_summary[[#This Row],[Cooling]]*CSU_data_summary[[#This Row],[Area]]","v":1592880.5227122577},{"$f":"CSU_data_summary[[#This Row],[Ventilation]]*CSU_data_summary[[#This Row],[Area]]","v":961336.04399326106},{"$f":"CSU_data_summary[[#This Row],[Water Heating]]*CSU_data_summary[[#This Row],[Area]]","v":326924.8040824476},{"$f":"CSU_data_summary[[#This Row],[Lighting]]*CSU_data_summary[[#This Row],[Area]]","v":1924117.1916981684},{"$f":"CSU_data_summary[[#This Row],[Equipment]]*CSU_data_summary[[#This Row],[Area]]","v":2775201.1131391772}]
[null,"Title 24-Long Beach-Engineering","Title 24","Long Beach","Engineering",254299,8.9037568773951321,7.1617583550267705,4.4470467397963107,5.5625904564475182,10.367680916442264,10.09745641017027,46.540289755278266,11835149.144477507,{"$f":"CSU_data_summary[[#This Row],[Heating]]*CSU_data_summary[[#This Row],[Area]]","v":2264216.4701647046},{"$f":"CSU_data_summary[[#This Row],[Cooling]]*CSU_data_summary[[#This Row],[Area]]","v":1821227.9879249528},{"$f":"CSU_data_summary[[#This Row],[Ventilation]]*CSU_data_summary[[#This Row],[Area]]","v":1130879.5388834621},{"$f":"CSU_data_summary[[#This Row],[Water Heating]]*CSU_data_summary[[#This Row],[Area]]","v":1414561.1904841475},{"$f":"CSU_data_summary[[#This Row],[Lighting]]*CSU_data_summary[[#This Row],[Area]]","v":2636490.8893703516},{"$f":"CSU_data_summary[[#This Row],[Equipment]]*CSU_data_summary[[#This Row],[Area]]","v":2567773.0676498897}]
[null,"Title 24-Long Beach-Industrial Arts","Title 24","Long Beach","Industrial Arts",136211,8.9037568773951321,7.1617583550267705,4.4470467397963107,5.5625904564475182,10.367680916442264,10.09745641017027,46.540289755278266,6339299.4078562083,{"$f":"CSU_data_summary[[#This Row],[Heating]]*CSU_data_summary[[#This Row],[Area]]","v":1212789.6280268684},{"$f":"CSU_data_summary[[#This Row],[Cooling]]*CSU_data_summary[[#This Row],[Area]]","v":975510.26729655149},{"$f":"CSU_data_summary[[#This Row],[Ventilation]]*CSU_data_summary[[#This Row],[Area]]","v":605736.68347439531},{"$f":"CSU_data_summary[[#This Row],[Water Heating]]*CSU_data_summary[[#This Row],[Area]]","v":757686.00866317295},{"$f":"CSU_data_summary[[#This Row],[Lighting]]*CSU_data_summary[[#This Row],[Area]]","v":1412192.1853095172},{"$f":"CSU_data_summary[[#This Row],[Equipment]]*CSU_data_summary[[#This Row],[Area]]","v":1375384.6350857026}]
[null,"Title 24-Long Beach-Liberal Arts","Title 24","Long Beach","Liberal Arts",147057,8.9037568773951321,7.1617583550267705,4.4470467397963107,5.5625904564475182,10.367680916442264,10.09745641017027,46.540289755278266,6844075.3905419558,{"$f":"CSU_data_summary[[#This Row],[Heating]]*CSU_data_summary[[#This Row],[Area]]","v":1309359.775119096},{"$f":"CSU_data_summary[[#This Row],[Cooling]]*CSU_data_summary[[#This Row],[Area]]","v":1053186.6984151718},{"$f":"CSU_data_summary[[#This Row],[Ventilation]]*CSU_data_summary[[#This Row],[Area]]","v":653969.35241422604},{"$f":"CSU_data_summary[[#This Row],[Water Heating]]*CSU_data_summary[[#This Row],[Area]]","v":818017.86475380266},{"$f":"CSU_data_summary[[#This Row],[Lighting]]*CSU_data_summary[[#This Row],[Area]]","v":1524640.05252925},{"$f":"CSU_data_summary[[#This Row],[Equipment]]*CSU_data_summary[[#This Row],[Area]]","v":1484901.6473104095}]
[null,"Title 24-Long Beach-Library","Title 24","Long Beach","Library",406020,8.9037568773951321,7.1617583550267705,4.4470467397963107,5.5625904564475182,10.367680916442264,10.09745641017027,46.540289755278266,18896288.446438082,{"$f":"CSU_data_summary[[#This Row],[Heating]]*CSU_data_summary[[#This Row],[Area]]","v":3615103.3673599716},{"$f":"CSU_data_summary[[#This Row],[Cooling]]*CSU_data_summary[[#This Row],[Area]]","v":2907817.1273079691},{"$f":"CSU_data_summary[[#This Row],[Ventilation]]*CSU_data_summary[[#This Row],[Area]]","v":1805589.917292098},{"$f":"CSU_data_summary[[#This Row],[Water Heating]]*CSU_data_summary[[#This Row],[Area]]","v":2258522.9771268214},{"$f":"CSU_data_summary[[#This Row],[Lighting]]*CSU_data_summary[[#This Row],[Area]]","v":4209485.8056938881},{"$f":"CSU_data_summary[[#This Row],[Equipment]]*CSU_data_summary[[#This Row],[Area]]","v":4099769.2516573332}]
[null,"Title 24-Long Beach-Recreation Center","Title 24","Long Beach","Recreation Center",109727,9.7893984367639728,7.8741262829372607,4.8893869186053669,6.1158918722224396,11.398936511166319,10.09745641017027,50.165196431865624,5504476.5088793198,{"$f":"CSU_data_summary[[#This Row],[Heating]]*CSU_data_summary[[#This Row],[Area]]","v":1074161.3222708004},{"$f":"CSU_data_summary[[#This Row],[Cooling]]*CSU_data_summary[[#This Row],[Area]]","v":864004.25464785681},{"$f":"CSU_data_summary[[#This Row],[Ventilation]]*CSU_data_summary[[#This Row],[Area]]","v":536497.75841781113},{"$f":"CSU_data_summary[[#This Row],[Water Heating]]*CSU_data_summary[[#This Row],[Area]]","v":671078.46746335167},{"$f":"CSU_data_summary[[#This Row],[Lighting]]*CSU_data_summary[[#This Row],[Area]]","v":1250771.1065607467},{"$f":"CSU_data_summary[[#This Row],[Equipment]]*CSU_data_summary[[#This Row],[Area]]","v":1107963.5995187534}]
[null,"Title 24-Long Beach-Residence Hall","Title 24","Long Beach","Residence Hall",570771,1.5117155299794869,4.650637140742635,3.2464870940387662,16.397767656188304,7.5760696658551936,14.991420850990057,48.374097937794446,27610532.254052874,{"$f":"CSU_data_summary[[#This Row],[Heating]]*CSU_data_summary[[#This Row],[Area]]","v":862843.38476192171},{"$f":"CSU_data_summary[[#This Row],[Cooling]]*CSU_data_summary[[#This Row],[Area]]","v":2654448.8114588144},{"$f":"CSU_data_summary[[#This Row],[Ventilation]]*CSU_data_summary[[#This Row],[Area]]","v":1853000.6851516007},{"$f":"CSU_data_summary[[#This Row],[Water Heating]]*CSU_data_summary[[#This Row],[Area]]","v":9359370.2428902537},{"$f":"CSU_data_summary[[#This Row],[Lighting]]*CSU_data_summary[[#This Row],[Area]]","v":4324200.8592498349},{"$f":"CSU_data_summary[[#This Row],[Equipment]]*CSU_data_summary[[#This Row],[Area]]","v":8556668.270540446}]
[null,"Title 24-Long Beach-Science","Title 24","Long Beach","Science",450044,6.4887297000061803,11.093540758556948,6.8958863487109356,17.689155067418024,18.439493107768591,117.38836004295732,177.995165025418,80105656.048699215,{"$f":"CSU_data_summary[[#This Row],[Heating]]*CSU_data_summary[[#This Row],[Area]]","v":2920213.8691095812},{"$f":"CSU_data_summary[[#This Row],[Cooling]]*CSU_data_summary[[#This Row],[Area]]","v":4992581.4571440034},{"$f":"CSU_data_summary[[#This Row],[Ventilation]]*CSU_data_summary[[#This Row],[Area]]","v":3103452.2759192642},{"$f":"CSU_data_summary[[#This Row],[Water Heating]]*CSU_data_summary[[#This Row],[Area]]","v":7960898.103161077},{"$f":"CSU_data_summary[[#This Row],[Lighting]]*CSU_data_summary[[#This Row],[Area]]","v":8298583.2361926083},{"$f":"CSU_data_summary[[#This Row],[Equipment]]*CSU_data_summary[[#This Row],[Area]]","v":52829927.107172683}]
[null,"Title 24-Long Beach-Theater Arts","Title 24","Long Beach","Theater Arts",224895,8.9037568773951321,7.1617583550267705,4.4470467397963107,5.5625904564475182,10.367680916442264,10.09745641017027,46.540289755278266,10466678.464513306,{"$f":"CSU_data_summary[[#This Row],[Heating]]*CSU_data_summary[[#This Row],[Area]]","v":2002410.4029417783},{"$f":"CSU_data_summary[[#This Row],[Cooling]]*CSU_data_summary[[#This Row],[Area]]","v":1610643.6452537456},{"$f":"CSU_data_summary[[#This Row],[Ventilation]]*CSU_data_summary[[#This Row],[Area]]","v":1000118.5765464912},{"$f":"CSU_data_summary[[#This Row],[Water Heating]]*CSU_data_summary[[#This Row],[Area]]","v":1250998.7807027646},{"$f":"CSU_data_summary[[#This Row],[Lighting]]*CSU_data_summary[[#This Row],[Area]]","v":2331639.599703283},{"$f":"CSU_data_summary[[#This Row],[Equipment]]*CSU_data_summary[[#This Row],[Area]]","v":2270867.4593652431}]
[null,"Title 24-Long Beach-University Union","Title 24","Long Beach","University Union",161300,8.7502694675214734,8.5218585663516393,5.2821425820466112,6.7555182748707123,12.124814829034877,10.219221593282171,51.653825313107482,8331762.0230042366,{"$f":"CSU_data_summary[[#This Row],[Heating]]*CSU_data_summary[[#This Row],[Area]]","v":1411418.4651112137},{"$f":"CSU_data_summary[[#This Row],[Cooling]]*CSU_data_summary[[#This Row],[Area]]","v":1374575.7867525194},{"$f":"CSU_data_summary[[#This Row],[Ventilation]]*CSU_data_summary[[#This Row],[Area]]","v":852009.59848411835},{"$f":"CSU_data_summary[[#This Row],[Water Heating]]*CSU_data_summary[[#This Row],[Area]]","v":1089665.097736646},{"$f":"CSU_data_summary[[#This Row],[Lighting]]*CSU_data_summary[[#This Row],[Area]]","v":1955732.6319233256},{"$f":"CSU_data_summary[[#This Row],[Equipment]]*CSU_data_summary[[#This Row],[Area]]","v":1648360.4429964141}]
[null,"Title 24-Los Angeles-Administration","Title 24","Los Angeles","Administration",134893,3.6992790733892749,6.9055531194250888,3.5534841764458549,1.1489278735226012,6.8629248823213311,9.866566619630559,32.036735744734706,4321531.3948144987,{"$f":"CSU_data_summary[[#This Row],[Heating]]*CSU_data_summary[[#This Row],[Area]]","v":499006.85204669944},{"$f":"CSU_data_summary[[#This Row],[Cooling]]*CSU_data_summary[[#This Row],[Area]]","v":931510.7769386085},{"$f":"CSU_data_summary[[#This Row],[Ventilation]]*CSU_data_summary[[#This Row],[Area]]","v":479340.1410133107},{"$f":"CSU_data_summary[[#This Row],[Water Heating]]*CSU_data_summary[[#This Row],[Area]]","v":154982.32764308425},{"$f":"CSU_data_summary[[#This Row],[Lighting]]*CSU_data_summary[[#This Row],[Area]]","v":925760.5261509713},{"$f":"CSU_data_summary[[#This Row],[Equipment]]*CSU_data_summary[[#This Row],[Area]]","v":1330930.771021825}]
[null,"Title 24-Los Angeles-Business Administration","Title 24","Los Angeles","Business Administration",176883,2.6569027561088912,6.4624506409561908,2.2541146399994494,1.2105282425137744,8.0558369145263029,7.4726685751463391,28.112501769250947,4972623.650450415,{"$f":"CSU_data_summary[[#This Row],[Heating]]*CSU_data_summary[[#This Row],[Area]]","v":469960.93020880898},{"$f":"CSU_data_summary[[#This Row],[Cooling]]*CSU_data_summary[[#This Row],[Area]]","v":1143097.6567242539},{"$f":"CSU_data_summary[[#This Row],[Ventilation]]*CSU_data_summary[[#This Row],[Area]]","v":398714.55986702262},{"$f":"CSU_data_summary[[#This Row],[Water Heating]]*CSU_data_summary[[#This Row],[Area]]","v":214121.86712056395},{"$f":"CSU_data_summary[[#This Row],[Lighting]]*CSU_data_summary[[#This Row],[Area]]","v":1424940.6009521561},{"$f":"CSU_data_summary[[#This Row],[Equipment]]*CSU_data_summary[[#This Row],[Area]]","v":1321788.0355776099}]
[null,"Title 24-Los Angeles-Classroom","Title 24","Los Angeles","Classroom",302284,4.8032386956489388,5.6956805669130093,2.6277501297483838,3.1061232203112614,5.9472508879725767,6.4772530916647648,28.657296592258934,8662642.2430943996,{"$f":"CSU_data_summary[[#This Row],[Heating]]*CSU_data_summary[[#This Row],[Area]]","v":1451942.2058755439},{"$f":"CSU_data_summary[[#This Row],[Cooling]]*CSU_data_summary[[#This Row],[Area]]","v":1721713.1044887321},{"$f":"CSU_data_summary[[#This Row],[Ventilation]]*CSU_data_summary[[#This Row],[Area]]","v":794326.82022086042},{"$f":"CSU_data_summary[[#This Row],[Water Heating]]*CSU_data_summary[[#This Row],[Area]]","v":938931.35152856936},{"$f":"CSU_data_summary[[#This Row],[Lighting]]*CSU_data_summary[[#This Row],[Area]]","v":1797758.7874199024},{"$f":"CSU_data_summary[[#This Row],[Equipment]]*CSU_data_summary[[#This Row],[Area]]","v":1957969.9735607917}]
[null,"Title 24-Los Angeles-Engineering","Title 24","Los Angeles","Engineering",201702,4.8032386956489388,5.6956805669130093,2.6277501297483838,3.1061232203112614,5.9472508879725767,6.4772530916647648,28.657296592258934,5780234.0372518115,{"$f":"CSU_data_summary[[#This Row],[Heating]]*CSU_data_summary[[#This Row],[Area]]","v":968822.85138978227},{"$f":"CSU_data_summary[[#This Row],[Cooling]]*CSU_data_summary[[#This Row],[Area]]","v":1148830.1617074879},{"$f":"CSU_data_summary[[#This Row],[Ventilation]]*CSU_data_summary[[#This Row],[Area]]","v":530022.45667050849},{"$f":"CSU_data_summary[[#This Row],[Water Heating]]*CSU_data_summary[[#This Row],[Area]]","v":626511.26578322204},{"$f":"CSU_data_summary[[#This Row],[Lighting]]*CSU_data_summary[[#This Row],[Area]]","v":1199572.3986058447},{"$f":"CSU_data_summary[[#This Row],[Equipment]]*CSU_data_summary[[#This Row],[Area]]","v":1306474.9030949664}]
[null,"Title 24-Los Angeles-Food Service","Title 24","Los Angeles","Food Service",115822,1.9406471859693648,12.852846759500244,4.7575970093099089,20.134802513126886,12.876961233570405,123.48045762724161,176.0433123287184,20389688.520536821,{"$f":"CSU_data_summary[[#This Row],[Heating]]*CSU_data_summary[[#This Row],[Area]]","v":224769.63837334377},{"$f":"CSU_data_summary[[#This Row],[Cooling]]*CSU_data_summary[[#This Row],[Area]]","v":1488642.4173788372},{"$f":"CSU_data_summary[[#This Row],[Ventilation]]*CSU_data_summary[[#This Row],[Area]]","v":551034.40081229224},{"$f":"CSU_data_summary[[#This Row],[Water Heating]]*CSU_data_summary[[#This Row],[Area]]","v":2332053.096675382},{"$f":"CSU_data_summary[[#This Row],[Lighting]]*CSU_data_summary[[#This Row],[Area]]","v":1491435.4039945914},{"$f":"CSU_data_summary[[#This Row],[Equipment]]*CSU_data_summary[[#This Row],[Area]]","v":14301753.563302377}]
[null,"Title 24-Los Angeles-Library","Title 24","Los Angeles","Library",347287,4.8032386956489388,5.6956805669130093,2.6277501297483838,3.1061232203112614,5.9472508879725767,6.4772530916647648,28.657296592258934,9952306.5616358276,{"$f":"CSU_data_summary[[#This Row],[Heating]]*CSU_data_summary[[#This Row],[Area]]","v":1668102.356895833},{"$f":"CSU_data_summary[[#This Row],[Cooling]]*CSU_data_summary[[#This Row],[Area]]","v":1978035.8170415182},{"$f":"CSU_data_summary[[#This Row],[Ventilation]]*CSU_data_summary[[#This Row],[Area]]","v":912583.45930992696},{"$f":"CSU_data_summary[[#This Row],[Water Heating]]*CSU_data_summary[[#This Row],[Area]]","v":1078716.2148122371},{"$f":"CSU_data_summary[[#This Row],[Lighting]]*CSU_data_summary[[#This Row],[Area]]","v":2065402.9191313323},{"$f":"CSU_data_summary[[#This Row],[Equipment]]*CSU_data_summary[[#This Row],[Area]]","v":2249465.794444981}]
[null,"Title 24-Los Angeles-Music","Title 24","Los Angeles","Music",79100,4.8032386956489388,5.6956805669130093,2.6277501297483838,3.1061232203112614,5.9472508879725767,6.4772530916647648,28.657296592258934,2266792.1604476818,{"$f":"CSU_data_summary[[#This Row],[Heating]]*CSU_data_summary[[#This Row],[Area]]","v":379936.18082583108},{"$f":"CSU_data_summary[[#This Row],[Cooling]]*CSU_data_summary[[#This Row],[Area]]","v":450528.33284281904},{"$f":"CSU_data_summary[[#This Row],[Ventilation]]*CSU_data_summary[[#This Row],[Area]]","v":207855.03526309718},{"$f":"CSU_data_summary[[#This Row],[Water Heating]]*CSU_data_summary[[#This Row],[Area]]","v":245694.34672662077},{"$f":"CSU_data_summary[[#This Row],[Lighting]]*CSU_data_summary[[#This Row],[Area]]","v":470427.54523863085},{"$f":"CSU_data_summary[[#This Row],[Equipment]]*CSU_data_summary[[#This Row],[Area]]","v":512350.71955068287}]
[null,"Title 24-Los Angeles-Residence Hall","Title 24","Los Angeles","Residence Hall",216498,1.3280054409999447,4.7184092190059319,2.5060470925604976,10.598445968376351,5.3248070421772029,9.5453485768411905,34.021063339961117,7365492.1709749019,{"$f":"CSU_data_summary[[#This Row],[Heating]]*CSU_data_summary[[#This Row],[Area]]","v":287510.52196560602},{"$f":"CSU_data_summary[[#This Row],[Cooling]]*CSU_data_summary[[#This Row],[Area]]","v":1021526.1590963462},{"$f":"CSU_data_summary[[#This Row],[Ventilation]]*CSU_data_summary[[#This Row],[Area]]","v":542554.18344516261},{"$f":"CSU_data_summary[[#This Row],[Water Heating]]*CSU_data_summary[[#This Row],[Area]]","v":2294542.3552615433},{"$f":"CSU_data_summary[[#This Row],[Lighting]]*CSU_data_summary[[#This Row],[Area]]","v":1152810.0750172802},{"$f":"CSU_data_summary[[#This Row],[Equipment]]*CSU_data_summary[[#This Row],[Area]]","v":2066548.8761889641}]
[null,"Title 24-Los Angeles-Science","Title 24","Los Angeles","Science",753981,3.6989600472973865,9.322990149313922,4.3058762904029075,10.437770984758473,11.058957215272862,73.941179835584663,112.76573452263021,85023221.281107247,{"$f":"CSU_data_summary[[#This Row],[Heating]]*CSU_data_summary[[#This Row],[Area]]","v":2788945.5954213305},{"$f":"CSU_data_summary[[#This Row],[Cooling]]*CSU_data_summary[[#This Row],[Area]]","v":7029357.4357698606},{"$f":"CSU_data_summary[[#This Row],[Ventilation]]*CSU_data_summary[[#This Row],[Area]]","v":3246548.9113142747},{"$f":"CSU_data_summary[[#This Row],[Water Heating]]*CSU_data_summary[[#This Row],[Area]]","v":7869881.0048591783},{"$f":"CSU_data_summary[[#This Row],[Lighting]]*CSU_data_summary[[#This Row],[Area]]","v":8338243.6201286474},{"$f":"CSU_data_summary[[#This Row],[Equipment]]*CSU_data_summary[[#This Row],[Area]]","v":55750244.713613957}]
[null,"Title 24-Los Angeles-University Union","Title 24","Los Angeles","University Union",93138,5.4841539415682075,7.0524429990084085,3.4337726671500883,3.9913019024303424,7.5037766350625157,6.5021598737153123,33.967608018934875,3163675.0756675564,{"$f":"CSU_data_summary[[#This Row],[Heating]]*CSU_data_summary[[#This Row],[Area]]","v":510783.1298097797},{"$f":"CSU_data_summary[[#This Row],[Cooling]]*CSU_data_summary[[#This Row],[Area]]","v":656850.43604164512},{"$f":"CSU_data_summary[[#This Row],[Ventilation]]*CSU_data_summary[[#This Row],[Area]]","v":319814.71867302491},{"$f":"CSU_data_summary[[#This Row],[Water Heating]]*CSU_data_summary[[#This Row],[Area]]","v":371741.87658855721},{"$f":"CSU_data_summary[[#This Row],[Lighting]]*CSU_data_summary[[#This Row],[Area]]","v":698886.74823645258},{"$f":"CSU_data_summary[[#This Row],[Equipment]]*CSU_data_summary[[#This Row],[Area]]","v":605598.1663180968}]
[null,"Title 24-Maritime Academy-Administration","Title 24","Maritime Academy","Administration",8800,13.911246770325459,3.3928718568440028,6.5806626224174511,2.4352650795409843,13.935660991581997,20.287274526513137,60.542981847223032,532778.2402555627,{"$f":"CSU_data_summary[[#This Row],[Heating]]*CSU_data_summary[[#This Row],[Area]]","v":122418.97157886403},{"$f":"CSU_data_summary[[#This Row],[Cooling]]*CSU_data_summary[[#This Row],[Area]]","v":29857.272340227224},{"$f":"CSU_data_summary[[#This Row],[Ventilation]]*CSU_data_summary[[#This Row],[Area]]","v":57909.831077273571},{"$f":"CSU_data_summary[[#This Row],[Water Heating]]*CSU_data_summary[[#This Row],[Area]]","v":21430.332699960662},{"$f":"CSU_data_summary[[#This Row],[Lighting]]*CSU_data_summary[[#This Row],[Area]]","v":122633.81672592157},{"$f":"CSU_data_summary[[#This Row],[Equipment]]*CSU_data_summary[[#This Row],[Area]]","v":178528.01583331561}]
[null,"Title 24-Maritime Academy-Apartments","Title 24","Maritime Academy","Apartments",131906,5.8627661954175894,1.8302111767497649,3.7433416628427603,22.041157407902563,10.14716673259813,19.734194348388158,63.358837523898963,8357410.8224274162,{"$f":"CSU_data_summary[[#This Row],[Heating]]*CSU_data_summary[[#This Row],[Area]]","v":773334.03777275258},{"$f":"CSU_data_summary[[#This Row],[Cooling]]*CSU_data_summary[[#This Row],[Area]]","v":241415.83548035449},{"$f":"CSU_data_summary[[#This Row],[Ventilation]]*CSU_data_summary[[#This Row],[Area]]","v":493769.22537893715},{"$f":"CSU_data_summary[[#This Row],[Water Heating]]*CSU_data_summary[[#This Row],[Area]]","v":2907360.9090467957},{"$f":"CSU_data_summary[[#This Row],[Lighting]]*CSU_data_summary[[#This Row],[Area]]","v":1338472.175030089},{"$f":"CSU_data_summary[[#This Row],[Equipment]]*CSU_data_summary[[#This Row],[Area]]","v":2603058.6397184883}]
[null,"Title 24-Maritime Academy-Classroom","Title 24","Maritime Academy","Classroom",31668,21.204395486312723,2.5724203144362017,5.7938563075671627,7.8053992795789018,13.839707204767743,12.843886521979831,64.059665114642556,2028641.4748505005,{"$f":"CSU_data_summary[[#This Row],[Heating]]*CSU_data_summary[[#This Row],[Area]]","v":671500.79626055132},{"$f":"CSU_data_summary[[#This Row],[Cooling]]*CSU_data_summary[[#This Row],[Area]]","v":81463.406517565629},{"$f":"CSU_data_summary[[#This Row],[Ventilation]]*CSU_data_summary[[#This Row],[Area]]","v":183479.8415480369},{"$f":"CSU_data_summary[[#This Row],[Water Heating]]*CSU_data_summary[[#This Row],[Area]]","v":247181.38438570467},{"$f":"CSU_data_summary[[#This Row],[Lighting]]*CSU_data_summary[[#This Row],[Area]]","v":438275.8477605849},{"$f":"CSU_data_summary[[#This Row],[Equipment]]*CSU_data_summary[[#This Row],[Area]]","v":406740.19837805728}]
[null,"Title 24-Maritime Academy-Education","Title 24","Maritime Academy","Education",20551,21.204395486312723,2.5724203144362017,5.7938563075671627,7.8053992795789018,13.839707204767743,12.843886521979831,64.059665114642556,1316490.1777710191,{"$f":"CSU_data_summary[[#This Row],[Heating]]*CSU_data_summary[[#This Row],[Area]]","v":435771.5316392128},{"$f":"CSU_data_summary[[#This Row],[Cooling]]*CSU_data_summary[[#This Row],[Area]]","v":52865.809881978377},{"$f":"CSU_data_summary[[#This Row],[Ventilation]]*CSU_data_summary[[#This Row],[Area]]","v":119069.54097681276},{"$f":"CSU_data_summary[[#This Row],[Water Heating]]*CSU_data_summary[[#This Row],[Area]]","v":160408.76059462602},{"$f":"CSU_data_summary[[#This Row],[Lighting]]*CSU_data_summary[[#This Row],[Area]]","v":284419.82276518189},{"$f":"CSU_data_summary[[#This Row],[Equipment]]*CSU_data_summary[[#This Row],[Area]]","v":263954.71191320749}]
[null,"Title 24-Maritime Academy-Engineering","Title 24","Maritime Academy","Engineering",50153,21.204395486312723,2.5724203144362017,5.7938563075671627,7.8053992795789018,13.839707204767743,12.843886521979831,64.059665114642556,3212784.3844946679,{"$f":"CSU_data_summary[[#This Row],[Heating]]*CSU_data_summary[[#This Row],[Area]]","v":1063464.046825042},{"$f":"CSU_data_summary[[#This Row],[Cooling]]*CSU_data_summary[[#This Row],[Area]]","v":129014.59602991882},{"$f":"CSU_data_summary[[#This Row],[Ventilation]]*CSU_data_summary[[#This Row],[Area]]","v":290579.27539341594},{"$f":"CSU_data_summary[[#This Row],[Water Heating]]*CSU_data_summary[[#This Row],[Area]]","v":391464.19006872067},{"$f":"CSU_data_summary[[#This Row],[Lighting]]*CSU_data_summary[[#This Row],[Area]]","v":694102.83544071659},{"$f":"CSU_data_summary[[#This Row],[Equipment]]*CSU_data_summary[[#This Row],[Area]]","v":644159.44073685445}]
[null,"Title 24-Maritime Academy-Faculty Office","Title 24","Maritime Academy","Faculty Office",9908,8.4131245227379594,2.6736153430725662,3.514988742856187,2.1605339772113941,13.635816692080791,15.653063938596132,46.051143216555026,456274.72698962718,{"$f":"CSU_data_summary[[#This Row],[Heating]]*CSU_data_summary[[#This Row],[Area]]","v":83357.237771287706},{"$f":"CSU_data_summary[[#This Row],[Cooling]]*CSU_data_summary[[#This Row],[Area]]","v":26490.180819162986},{"$f":"CSU_data_summary[[#This Row],[Ventilation]]*CSU_data_summary[[#This Row],[Area]]","v":34826.5084642191},{"$f":"CSU_data_summary[[#This Row],[Water Heating]]*CSU_data_summary[[#This Row],[Area]]","v":21406.570646210494},{"$f":"CSU_data_summary[[#This Row],[Lighting]]*CSU_data_summary[[#This Row],[Area]]","v":135103.67178513648},{"$f":"CSU_data_summary[[#This Row],[Equipment]]*CSU_data_summary[[#This Row],[Area]]","v":155090.55750361047}]
[null,"Title 24-Maritime Academy-Food Service","Title 24","Maritime Academy","Food Service",35829,9.1319092969043698,6.1875527088256987,11.181358762400944,53.932070552364245,30.554108193096358,262.92852319517061,373.91552270876224,13397019.263132242,{"$f":"CSU_data_summary[[#This Row],[Heating]]*CSU_data_summary[[#This Row],[Area]]","v":327187.17819878669},{"$f":"CSU_data_summary[[#This Row],[Cooling]]*CSU_data_summary[[#This Row],[Area]]","v":221693.82600451595},{"$f":"CSU_data_summary[[#This Row],[Ventilation]]*CSU_data_summary[[#This Row],[Area]]","v":400616.90309806343},{"$f":"CSU_data_summary[[#This Row],[Water Heating]]*CSU_data_summary[[#This Row],[Area]]","v":1932332.1558206584},{"$f":"CSU_data_summary[[#This Row],[Lighting]]*CSU_data_summary[[#This Row],[Area]]","v":1094723.1424504493},{"$f":"CSU_data_summary[[#This Row],[Equipment]]*CSU_data_summary[[#This Row],[Area]]","v":9420466.0575597677}]
[null,"Title 24-Maritime Academy-Library","Title 24","Maritime Academy","Library",10200,21.204395486312723,2.5724203144362017,5.7938563075671627,7.8053992795789018,13.839707204767743,12.843886521979831,64.059665114642556,653408.58416935406,{"$f":"CSU_data_summary[[#This Row],[Heating]]*CSU_data_summary[[#This Row],[Area]]","v":216284.83396038978},{"$f":"CSU_data_summary[[#This Row],[Cooling]]*CSU_data_summary[[#This Row],[Area]]","v":26238.687207249259},{"$f":"CSU_data_summary[[#This Row],[Ventilation]]*CSU_data_summary[[#This Row],[Area]]","v":59097.334337185057},{"$f":"CSU_data_summary[[#This Row],[Water Heating]]*CSU_data_summary[[#This Row],[Area]]","v":79615.072651704802},{"$f":"CSU_data_summary[[#This Row],[Lighting]]*CSU_data_summary[[#This Row],[Area]]","v":141165.01348863097},{"$f":"CSU_data_summary[[#This Row],[Equipment]]*CSU_data_summary[[#This Row],[Area]]","v":131007.64252419428}]
[null,"Title 24-Maritime Academy-Little Theater","Title 24","Maritime Academy","Little Theater",15000,21.204395486312723,2.5724203144362017,5.7938563075671627,7.8053992795789018,13.839707204767743,12.843886521979831,64.059665114642556,960894.97671963833,{"$f":"CSU_data_summary[[#This Row],[Heating]]*CSU_data_summary[[#This Row],[Area]]","v":318065.93229469087},{"$f":"CSU_data_summary[[#This Row],[Cooling]]*CSU_data_summary[[#This Row],[Area]]","v":38586.304716543025},{"$f":"CSU_data_summary[[#This Row],[Ventilation]]*CSU_data_summary[[#This Row],[Area]]","v":86907.844613507448},{"$f":"CSU_data_summary[[#This Row],[Water Heating]]*CSU_data_summary[[#This Row],[Area]]","v":117080.98919368353},{"$f":"CSU_data_summary[[#This Row],[Lighting]]*CSU_data_summary[[#This Row],[Area]]","v":207595.60807151615},{"$f":"CSU_data_summary[[#This Row],[Equipment]]*CSU_data_summary[[#This Row],[Area]]","v":192658.29782969746}]
[null,"Title 24-Maritime Academy-Residence Hall","Title 24","Maritime Academy","Residence Hall",28892,5.8627661954175894,1.8302111767497649,3.7433416628427603,22.041157407902563,10.14716673259813,19.734194348388158,63.358837523898963,1830563.5337404888,{"$f":"CSU_data_summary[[#This Row],[Heating]]*CSU_data_summary[[#This Row],[Area]]","v":169387.04091800499},{"$f":"CSU_data_summary[[#This Row],[Cooling]]*CSU_data_summary[[#This Row],[Area]]","v":52878.461318654205},{"$f":"CSU_data_summary[[#This Row],[Ventilation]]*CSU_data_summary[[#This Row],[Area]]","v":108152.62732285303},{"$f":"CSU_data_summary[[#This Row],[Water Heating]]*CSU_data_summary[[#This Row],[Area]]","v":636813.11982912081},{"$f":"CSU_data_summary[[#This Row],[Lighting]]*CSU_data_summary[[#This Row],[Area]]","v":293171.94123822515},{"$f":"CSU_data_summary[[#This Row],[Equipment]]*CSU_data_summary[[#This Row],[Area]]","v":570160.34311363066}]
[null,"Title 24-Monterey Bay-Administration","Title 24","Monterey Bay","Administration",183729,11.81752109253625,2.8822243896970701,5.5902336165275113,2.0687431485135863,11.838260827760589,17.233918611705672,51.430901686740683,9449348.1360031795,{"$f":"CSU_data_summary[[#This Row],[Heating]]*CSU_data_summary[[#This Row],[Area]]","v":2171221.3328105928},{"$f":"CSU_data_summary[[#This Row],[Cooling]]*CSU_data_summary[[#This Row],[Area]]","v":529548.20489465294},{"$f":"CSU_data_summary[[#This Row],[Ventilation]]*CSU_data_summary[[#This Row],[Area]]","v":1027088.0321309831},{"$f":"CSU_data_summary[[#This Row],[Water Heating]]*CSU_data_summary[[#This Row],[Area]]","v":380088.10993325268},{"$f":"CSU_data_summary[[#This Row],[Lighting]]*CSU_data_summary[[#This Row],[Area]]","v":2175031.8236236251},{"$f":"CSU_data_summary[[#This Row],[Equipment]]*CSU_data_summary[[#This Row],[Area]]","v":3166370.6326100715}]
[null,"Title 24-Monterey Bay-Classroom","Title 24","Monterey Bay","Classroom",113279,18.013007392587468,2.185255701851613,4.9218463486574526,6.6306400961021064,11.756748658628128,10.910804932841234,54.418303130668008,6164450.9603389408,{"$f":"CSU_data_summary[[#This Row],[Heating]]*CSU_data_summary[[#This Row],[Area]]","v":2040495.4644249158},{"$f":"CSU_data_summary[[#This Row],[Cooling]]*CSU_data_summary[[#This Row],[Area]]","v":247543.58065004885},{"$f":"CSU_data_summary[[#This Row],[Ventilation]]*CSU_data_summary[[#This Row],[Area]]","v":557541.83252956753},{"$f":"CSU_data_summary[[#This Row],[Water Heating]]*CSU_data_summary[[#This Row],[Area]]","v":751112.27944635053},{"$f":"CSU_data_summary[[#This Row],[Lighting]]*CSU_data_summary[[#This Row],[Area]]","v":1331792.7313007356},{"$f":"CSU_data_summary[[#This Row],[Equipment]]*CSU_data_summary[[#This Row],[Area]]","v":1235965.0719873221}]
[null,"Title 24-Monterey Bay-Faculty Office","Title 24","Monterey Bay","Faculty Office",52358,7.1468990625391511,2.2712202746259962,2.9859619554257004,1.8353607170063555,11.583544885161482,13.297184379747053,39.120171274505736,2048253.9275905713,{"$f":"CSU_data_summary[[#This Row],[Heating]]*CSU_data_summary[[#This Row],[Area]]","v":374197.34111642488},{"$f":"CSU_data_summary[[#This Row],[Cooling]]*CSU_data_summary[[#This Row],[Area]]","v":118916.55113886792},{"$f":"CSU_data_summary[[#This Row],[Ventilation]]*CSU_data_summary[[#This Row],[Area]]","v":156338.99606217883},{"$f":"CSU_data_summary[[#This Row],[Water Heating]]*CSU_data_summary[[#This Row],[Area]]","v":96095.816421018768},{"$f":"CSU_data_summary[[#This Row],[Lighting]]*CSU_data_summary[[#This Row],[Area]]","v":606491.24309728481},{"$f":"CSU_data_summary[[#This Row],[Equipment]]*CSU_data_summary[[#This Row],[Area]]","v":696213.97975479625}]
[null,"Title 24-Monterey Bay-Food Service","Title 24","Monterey Bay","Food Service",14080,7.7575024376316568,5.2562890914785205,9.4984975250206727,45.81497200353428,25.955532526801939,223.35621098436187,317.63900456882891,4472357.1843291111,{"$f":"CSU_data_summary[[#This Row],[Heating]]*CSU_data_summary[[#This Row],[Area]]","v":109225.63432185372},{"$f":"CSU_data_summary[[#This Row],[Cooling]]*CSU_data_summary[[#This Row],[Area]]","v":74008.550408017574},{"$f":"CSU_data_summary[[#This Row],[Ventilation]]*CSU_data_summary[[#This Row],[Area]]","v":133738.84515229106},{"$f":"CSU_data_summary[[#This Row],[Water Heating]]*CSU_data_summary[[#This Row],[Area]]","v":645074.80580976268},{"$f":"CSU_data_summary[[#This Row],[Lighting]]*CSU_data_summary[[#This Row],[Area]]","v":365453.89797737129},{"$f":"CSU_data_summary[[#This Row],[Equipment]]*CSU_data_summary[[#This Row],[Area]]","v":3144855.4506598152}]
[null,"Title 24-Monterey Bay-Library","Title 24","Monterey Bay","Library",136151,18.013007392587468,2.185255701851613,4.9218463486574526,6.6306400961021064,11.756748658628128,10.910804932841234,54.418303130668008,7409106.3895435799,{"$f":"CSU_data_summary[[#This Row],[Heating]]*CSU_data_summary[[#This Row],[Area]]","v":2452488.9695081762},{"$f":"CSU_data_summary[[#This Row],[Cooling]]*CSU_data_summary[[#This Row],[Area]]","v":297524.74906279898},{"$f":"CSU_data_summary[[#This Row],[Ventilation]]*CSU_data_summary[[#This Row],[Area]]","v":670114.30221606081},{"$f":"CSU_data_summary[[#This Row],[Water Heating]]*CSU_data_summary[[#This Row],[Area]]","v":902768.27972439793},{"$f":"CSU_data_summary[[#This Row],[Lighting]]*CSU_data_summary[[#This Row],[Area]]","v":1600693.0866208782},{"$f":"CSU_data_summary[[#This Row],[Equipment]]*CSU_data_summary[[#This Row],[Area]]","v":1485517.0024112668}]
[null,"Title 24-Monterey Bay-Residence Hall","Title 24","Monterey Bay","Residence Hall",379481,4.9748124331212837,1.5530138869342627,3.1763884188809328,18.70288192609851,8.6117322340578681,16.762677069013925,53.781505968106778,20409059.666283127,{"$f":"CSU_data_summary[[#This Row],[Heating]]*CSU_data_summary[[#This Row],[Area]]","v":1887846.7969332978},{"$f":"CSU_data_summary[[#This Row],[Cooling]]*CSU_data_summary[[#This Row],[Area]]","v":589339.26282770094},{"$f":"CSU_data_summary[[#This Row],[Ventilation]]*CSU_data_summary[[#This Row],[Area]]","v":1205379.0535853552},{"$f":"CSU_data_summary[[#This Row],[Water Heating]]*CSU_data_summary[[#This Row],[Area]]","v":7097388.3361977888},{"$f":"CSU_data_summary[[#This Row],[Lighting]]*CSU_data_summary[[#This Row],[Area]]","v":3267988.7599125137},{"$f":"CSU_data_summary[[#This Row],[Equipment]]*CSU_data_summary[[#This Row],[Area]]","v":6361117.4568264736}]
[null,"Title 24-Monterey Bay-Science","Title 24","Monterey Bay","Science",90525,15.281943125850402,3.9405672486139647,8.8848973432722644,24.546604185601886,23.675722948319475,133.06298007719434,209.39271492885234,18955275.518934358,{"$f":"CSU_data_summary[[#This Row],[Heating]]*CSU_data_summary[[#This Row],[Area]]","v":1383397.9014676076},{"$f":"CSU_data_summary[[#This Row],[Cooling]]*CSU_data_summary[[#This Row],[Area]]","v":356719.85018077918},{"$f":"CSU_data_summary[[#This Row],[Ventilation]]*CSU_data_summary[[#This Row],[Area]]","v":804305.3319997217},{"$f":"CSU_data_summary[[#This Row],[Water Heating]]*CSU_data_summary[[#This Row],[Area]]","v":2222081.3439016109},{"$f":"CSU_data_summary[[#This Row],[Lighting]]*CSU_data_summary[[#This Row],[Area]]","v":2143244.8198966202},{"$f":"CSU_data_summary[[#This Row],[Equipment]]*CSU_data_summary[[#This Row],[Area]]","v":12045526.271488018}]
[null,"Title 24-Monterey Bay-Student Health Center","Title 24","Monterey Bay","Student Health Center",12789,35.813940845100568,4.6619680751494803,12.500428701147705,32.23299819452653,18.113355010710752,27.424830340199204,130.74752116683422,1672130.0482026427,{"$f":"CSU_data_summary[[#This Row],[Heating]]*CSU_data_summary[[#This Row],[Area]]","v":458024.48946799117},{"$f":"CSU_data_summary[[#This Row],[Cooling]]*CSU_data_summary[[#This Row],[Area]]","v":59621.909713086701},{"$f":"CSU_data_summary[[#This Row],[Ventilation]]*CSU_data_summary[[#This Row],[Area]]","v":159867.982658978},{"$f":"CSU_data_summary[[#This Row],[Water Heating]]*CSU_data_summary[[#This Row],[Area]]","v":412227.81390979979},{"$f":"CSU_data_summary[[#This Row],[Lighting]]*CSU_data_summary[[#This Row],[Area]]","v":231651.69723197981},{"$f":"CSU_data_summary[[#This Row],[Equipment]]*CSU_data_summary[[#This Row],[Area]]","v":350736.15522080765}]
[null,"Title 24-Monterey Bay-Student Services","Title 24","Monterey Bay","Student Services",79139,11.81752109253625,2.8822243896970701,5.5902336165275113,2.0687431485135863,11.838260827760589,17.233918611705672,51.430901686740683,4070190.1285869707,{"$f":"CSU_data_summary[[#This Row],[Heating]]*CSU_data_summary[[#This Row],[Area]]","v":935226.80174222623},{"$f":"CSU_data_summary[[#This Row],[Cooling]]*CSU_data_summary[[#This Row],[Area]]","v":228096.35597623643},{"$f":"CSU_data_summary[[#This Row],[Ventilation]]*CSU_data_summary[[#This Row],[Area]]","v":442405.4981783707},{"$f":"CSU_data_summary[[#This Row],[Water Heating]]*CSU_data_summary[[#This Row],[Area]]","v":163718.2640302167},{"$f":"CSU_data_summary[[#This Row],[Lighting]]*CSU_data_summary[[#This Row],[Area]]","v":936868.12364814524},{"$f":"CSU_data_summary[[#This Row],[Equipment]]*CSU_data_summary[[#This Row],[Area]]","v":1363875.0850117751}]
[null,"Title 24-Monterey Bay-Theater Arts","Title 24","Monterey Bay","Theater Arts",30497,18.013007392587468,2.185255701851613,4.9218463486574526,6.6306400961021064,11.756748658628128,10.910804932841234,54.418303130668008,1659594.9905759823,{"$f":"CSU_data_summary[[#This Row],[Heating]]*CSU_data_summary[[#This Row],[Area]]","v":549342.68645173998},{"$f":"CSU_data_summary[[#This Row],[Cooling]]*CSU_data_summary[[#This Row],[Area]]","v":66643.743139368642},{"$f":"CSU_data_summary[[#This Row],[Ventilation]]*CSU_data_summary[[#This Row],[Area]]","v":150101.54809500632},{"$f":"CSU_data_summary[[#This Row],[Water Heating]]*CSU_data_summary[[#This Row],[Area]]","v":202214.63101082595},{"$f":"CSU_data_summary[[#This Row],[Lighting]]*CSU_data_summary[[#This Row],[Area]]","v":358545.56384218205},{"$f":"CSU_data_summary[[#This Row],[Equipment]]*CSU_data_summary[[#This Row],[Area]]","v":332746.8180368591}]
[null,"Title 24-Northridge-Administration","Title 24","Northridge","Administration",216368,4.5176146794547796,8.4331642796246822,4.339567780706548,1.4030878244352125,8.3811060418224788,12.049198049776626,39.123738655820326,8465125.0854825322,{"$f":"CSU_data_summary[[#This Row],[Heating]]*CSU_data_summary[[#This Row],[Area]]","v":977467.2529642717},{"$f":"CSU_data_summary[[#This Row],[Cooling]]*CSU_data_summary[[#This Row],[Area]]","v":1824666.8888538333},{"$f":"CSU_data_summary[[#This Row],[Ventilation]]*CSU_data_summary[[#This Row],[Area]]","v":938943.60157591442},{"$f":"CSU_data_summary[[#This Row],[Water Heating]]*CSU_data_summary[[#This Row],[Area]]","v":303583.30639739806},{"$f":"CSU_data_summary[[#This Row],[Lighting]]*CSU_data_summary[[#This Row],[Area]]","v":1813403.1520570461},{"$f":"CSU_data_summary[[#This Row],[Equipment]]*CSU_data_summary[[#This Row],[Area]]","v":2607060.883634069}]
[null,"Title 24-Northridge-Classroom","Title 24","Northridge","Classroom",319303,5.8657866059583634,6.9556499058604198,3.2090475805098304,3.7932439207451196,7.2628713273285204,7.9101179091738629,34.996717249576115,11174556.807941401,{"$f":"CSU_data_summary[[#This Row],[Heating]]*CSU_data_summary[[#This Row],[Area]]","v":1872963.2606423234},{"$f":"CSU_data_summary[[#This Row],[Cooling]]*CSU_data_summary[[#This Row],[Area]]","v":2220959.8818909498},{"$f":"CSU_data_summary[[#This Row],[Ventilation]]*CSU_data_summary[[#This Row],[Area]]","v":1024658.5195995304},{"$f":"CSU_data_summary[[#This Row],[Water Heating]]*CSU_data_summary[[#This Row],[Area]]","v":1211194.163625679},{"$f":"CSU_data_summary[[#This Row],[Lighting]]*CSU_data_summary[[#This Row],[Area]]","v":2319056.6034299787},{"$f":"CSU_data_summary[[#This Row],[Equipment]]*CSU_data_summary[[#This Row],[Area]]","v":2525724.3787529417}]
[null,"Title 24-Northridge-Engineering","Title 24","Northridge","Engineering",237540,5.8657866059583634,6.9556499058604198,3.2090475805098304,3.7932439207451196,7.2628713273285204,7.9101179091738629,34.996717249576115,8313120.2154643107,{"$f":"CSU_data_summary[[#This Row],[Heating]]*CSU_data_summary[[#This Row],[Area]]","v":1393358.9503793498},{"$f":"CSU_data_summary[[#This Row],[Cooling]]*CSU_data_summary[[#This Row],[Area]]","v":1652245.078638084},{"$f":"CSU_data_summary[[#This Row],[Ventilation]]*CSU_data_summary[[#This Row],[Area]]","v":762277.16227430513},{"$f":"CSU_data_summary[[#This Row],[Water Heating]]*CSU_data_summary[[#This Row],[Area]]","v":901047.16093379573},{"$f":"CSU_data_summary[[#This Row],[Lighting]]*CSU_data_summary[[#This Row],[Area]]","v":1725222.4550936166},{"$f":"CSU_data_summary[[#This Row],[Equipment]]*CSU_data_summary[[#This Row],[Area]]","v":1878969.4081451595}]
[null,"Title 24-Northridge-Faculty Office","Title 24","Northridge","Faculty Office",147532,2.6489506888077421,6.4431086299213201,2.2473681110643695,1.2069051509150028,8.0317259239512424,9.1257341173916657,29.703792622051342,4382259.9331164788,{"$f":"CSU_data_summary[[#This Row],[Heating]]*CSU_data_summary[[#This Row],[Area]]","v":390804.99302118382},{"$f":"CSU_data_summary[[#This Row],[Cooling]]*CSU_data_summary[[#This Row],[Area]]","v":950564.70238955214},{"$f":"CSU_data_summary[[#This Row],[Ventilation]]*CSU_data_summary[[#This Row],[Area]]","v":331558.71216154855},{"$f":"CSU_data_summary[[#This Row],[Water Heating]]*CSU_data_summary[[#This Row],[Area]]","v":178057.13072479219},{"$f":"CSU_data_summary[[#This Row],[Lighting]]*CSU_data_summary[[#This Row],[Area]]","v":1184936.5890123746},{"$f":"CSU_data_summary[[#This Row],[Equipment]]*CSU_data_summary[[#This Row],[Area]]","v":1346337.8058070273}]
[null,"Title 24-Northridge-Library","Title 24","Northridge","Library",301613,5.8657866059583634,6.9556499058604198,3.2090475805098304,3.7932439207451196,7.2628713273285204,7.9101179091738629,34.996717249576115,10555464.879796401,{"$f":"CSU_data_summary[[#This Row],[Heating]]*CSU_data_summary[[#This Row],[Area]]","v":1769197.4955829198},{"$f":"CSU_data_summary[[#This Row],[Cooling]]*CSU_data_summary[[#This Row],[Area]]","v":2097914.4350562789},{"$f":"CSU_data_summary[[#This Row],[Ventilation]]*CSU_data_summary[[#This Row],[Area]]","v":967890.46790031146},{"$f":"CSU_data_summary[[#This Row],[Water Heating]]*CSU_data_summary[[#This Row],[Area]]","v":1144091.6786676978},{"$f":"CSU_data_summary[[#This Row],[Lighting]]*CSU_data_summary[[#This Row],[Area]]","v":2190576.4096495369},{"$f":"CSU_data_summary[[#This Row],[Equipment]]*CSU_data_summary[[#This Row],[Area]]","v":2385794.3929396565}]
[null,"Title 24-Northridge-Military Science","Title 24","Northridge","Military Science",176246,5.8657866059583634,6.9556499058604198,3.2090475805098304,3.7932439207451196,7.2628713273285204,7.9101179091738629,34.996717249576115,6168031.4283687919,{"$f":"CSU_data_summary[[#This Row],[Heating]]*CSU_data_summary[[#This Row],[Area]]","v":1033821.4261537377},{"$f":"CSU_data_summary[[#This Row],[Cooling]]*CSU_data_summary[[#This Row],[Area]]","v":1225905.4733082755},{"$f":"CSU_data_summary[[#This Row],[Ventilation]]*CSU_data_summary[[#This Row],[Area]]","v":565581.79987453553},{"$f":"CSU_data_summary[[#This Row],[Water Heating]]*CSU_data_summary[[#This Row],[Area]]","v":668544.0680556444},{"$f":"CSU_data_summary[[#This Row],[Lighting]]*CSU_data_summary[[#This Row],[Area]]","v":1280052.0199563424},{"$f":"CSU_data_summary[[#This Row],[Equipment]]*CSU_data_summary[[#This Row],[Area]]","v":1394126.6410202566}]
[null,"Title 24-Northridge-Performing Arts","Title 24","Northridge","Performing Arts",166000,5.8657866059583634,6.9556499058604198,3.2090475805098304,3.7932439207451196,7.2628713273285204,7.9101179091738629,34.996717249576115,5809455.063429635,{"$f":"CSU_data_summary[[#This Row],[Heating]]*CSU_data_summary[[#This Row],[Area]]","v":973720.5765890883},{"$f":"CSU_data_summary[[#This Row],[Cooling]]*CSU_data_summary[[#This Row],[Area]]","v":1154637.8843728297},{"$f":"CSU_data_summary[[#This Row],[Ventilation]]*CSU_data_summary[[#This Row],[Area]]","v":532701.89836463181},{"$f":"CSU_data_summary[[#This Row],[Water Heating]]*CSU_data_summary[[#This Row],[Area]]","v":629678.49084368988},{"$f":"CSU_data_summary[[#This Row],[Lighting]]*CSU_data_summary[[#This Row],[Area]]","v":1205636.6403365345},{"$f":"CSU_data_summary[[#This Row],[Equipment]]*CSU_data_summary[[#This Row],[Area]]","v":1313079.5729228612}]
[null,"Title 24-Northridge-Residence Hall","Title 24","Northridge","Residence Hall",1134663,1.6217800159533544,5.7621915861368933,3.0604220195757392,12.942980006717367,6.5027336358714791,11.656921793613703,41.547029057868535,47141876.631888285,{"$f":"CSU_data_summary[[#This Row],[Heating]]*CSU_data_summary[[#This Row],[Area]]","v":1840173.7782416809},{"$f":"CSU_data_summary[[#This Row],[Cooling]]*CSU_data_summary[[#This Row],[Area]]","v":6538145.5917008454},{"$f":"CSU_data_summary[[#This Row],[Ventilation]]*CSU_data_summary[[#This Row],[Area]]","v":3472547.6299978672},{"$f":"CSU_data_summary[[#This Row],[Water Heating]]*CSU_data_summary[[#This Row],[Area]]","v":14685920.523361947},{"$f":"CSU_data_summary[[#This Row],[Lighting]]*CSU_data_summary[[#This Row],[Area]]","v":7378411.2554788403},{"$f":"CSU_data_summary[[#This Row],[Equipment]]*CSU_data_summary[[#This Row],[Area]]","v":13226677.853107106}]
[null,"Title 24-Northridge-Science","Title 24","Northridge","Science",330297,4.5172250800416904,11.385374371435219,5.2584002319182428,12.746761324586894,13.505363197539362,90.298069654798439,137.71119386031984,45485594.198482059,{"$f":"CSU_data_summary[[#This Row],[Heating]]*CSU_data_summary[[#This Row],[Area]]","v":1492025.8922625303},{"$f":"CSU_data_summary[[#This Row],[Cooling]]*CSU_data_summary[[#This Row],[Area]]","v":3760554.9987619384},{"$f":"CSU_data_summary[[#This Row],[Ventilation]]*CSU_data_summary[[#This Row],[Area]]","v":1736833.8214018999},{"$f":"CSU_data_summary[[#This Row],[Water Heating]]*CSU_data_summary[[#This Row],[Area]]","v":4210217.0252270773},{"$f":"CSU_data_summary[[#This Row],[Lighting]]*CSU_data_summary[[#This Row],[Area]]","v":4460780.948057659},{"$f":"CSU_data_summary[[#This Row],[Equipment]]*CSU_data_summary[[#This Row],[Area]]","v":29825181.512770962}]
[null,"Title 24-Northridge-University Union","Title 24","Northridge","University Union",260782,6.6973304417715189,8.6125483874749094,4.1933743032842701,4.8742373059286317,9.1637237432994816,7.9405344422272739,41.481748623986086,10817693.36966034,{"$f":"CSU_data_summary[[#This Row],[Heating]]*CSU_data_summary[[#This Row],[Area]]","v":1746543.2272660602},{"$f":"CSU_data_summary[[#This Row],[Cooling]]*CSU_data_summary[[#This Row],[Area]]","v":2245997.5935824816},{"$f":"CSU_data_summary[[#This Row],[Ventilation]]*CSU_data_summary[[#This Row],[Area]]","v":1093556.5375590785},{"$f":"CSU_data_summary[[#This Row],[Water Heating]]*CSU_data_summary[[#This Row],[Area]]","v":1271113.3531146804},{"$f":"CSU_data_summary[[#This Row],[Lighting]]*CSU_data_summary[[#This Row],[Area]]","v":2389734.2052251254},{"$f":"CSU_data_summary[[#This Row],[Equipment]]*CSU_data_summary[[#This Row],[Area]]","v":2070748.4529129129}]
[null,"Title 24-Office of the Chancellor​​​-Commercial Office Building","Title 24","Office of the Chancellor​​​","Commercial Office Building",170000,8.1021944179678762,11.03693103089946,7.497723470885524,2.1380626639982485,12.05819325607202,18.292855146161852,59.125959985984977,10051413.197617447,{"$f":"CSU_data_summary[[#This Row],[Heating]]*CSU_data_summary[[#This Row],[Area]]","v":1377373.0510545389},{"$f":"CSU_data_summary[[#This Row],[Cooling]]*CSU_data_summary[[#This Row],[Area]]","v":1876278.2752529082},{"$f":"CSU_data_summary[[#This Row],[Ventilation]]*CSU_data_summary[[#This Row],[Area]]","v":1274612.9900505391},{"$f":"CSU_data_summary[[#This Row],[Water Heating]]*CSU_data_summary[[#This Row],[Area]]","v":363470.65287970222},{"$f":"CSU_data_summary[[#This Row],[Lighting]]*CSU_data_summary[[#This Row],[Area]]","v":2049892.8535322433},{"$f":"CSU_data_summary[[#This Row],[Equipment]]*CSU_data_summary[[#This Row],[Area]]","v":3109785.374847515}]
[null,"Title 24-Pomona-Business Administration","Title 24","Pomona","Business Administration",118884,2.6113039406657581,6.3515395082812107,2.2154286334376101,1.189752678262441,7.9175794567172613,8.9960396631386246,29.281643880502905,3481118.9510897072,{"$f":"CSU_data_summary[[#This Row],[Heating]]*CSU_data_summary[[#This Row],[Area]]","v":310442.25768210797},{"$f":"CSU_data_summary[[#This Row],[Cooling]]*CSU_data_summary[[#This Row],[Area]]","v":755096.4229025034},{"$f":"CSU_data_summary[[#This Row],[Ventilation]]*CSU_data_summary[[#This Row],[Area]]","v":263379.01765759685},{"$f":"CSU_data_summary[[#This Row],[Water Heating]]*CSU_data_summary[[#This Row],[Area]]","v":141442.55740255205},{"$f":"CSU_data_summary[[#This Row],[Lighting]]*CSU_data_summary[[#This Row],[Area]]","v":941273.51613237488},{"$f":"CSU_data_summary[[#This Row],[Equipment]]*CSU_data_summary[[#This Row],[Area]]","v":1069485.1793125723}]
[null,"Title 24-Pomona-Classroom","Title 24","Pomona","Classroom",321762,5.7824223546183307,6.85679657451072,3.1634407647432967,3.7393345372564952,7.1596517812634239,7.7976997286625158,34.499345741054782,11100578.484333269,{"$f":"CSU_data_summary[[#This Row],[Heating]]*CSU_data_summary[[#This Row],[Area]]","v":1860563.7816667033},{"$f":"CSU_data_summary[[#This Row],[Cooling]]*CSU_data_summary[[#This Row],[Area]]","v":2206256.5794077185},{"$f":"CSU_data_summary[[#This Row],[Ventilation]]*CSU_data_summary[[#This Row],[Area]]","v":1017875.0273453327},{"$f":"CSU_data_summary[[#This Row],[Water Heating]]*CSU_data_summary[[#This Row],[Area]]","v":1203175.7593767245},{"$f":"CSU_data_summary[[#This Row],[Lighting]]*CSU_data_summary[[#This Row],[Area]]","v":2303703.8764428818},{"$f":"CSU_data_summary[[#This Row],[Equipment]]*CSU_data_summary[[#This Row],[Area]]","v":2509003.4600939085}]
[null,"Title 24-Pomona-Commercial Office Building","Title 24","Pomona","Commercial Office Building",447120,6.4258384164302855,10.993511481378594,6.3676827222451582,1.7263870136870927,9.8776001781890166,13.483678624407352,48.874698436337496,21852855.164855223,{"$f":"CSU_data_summary[[#This Row],[Heating]]*CSU_data_summary[[#This Row],[Area]]","v":2873120.8727543093},{"$f":"CSU_data_summary[[#This Row],[Cooling]]*CSU_data_summary[[#This Row],[Area]]","v":4915418.8535539964},{"$f":"CSU_data_summary[[#This Row],[Ventilation]]*CSU_data_summary[[#This Row],[Area]]","v":2847118.2987702549},{"$f":"CSU_data_summary[[#This Row],[Water Heating]]*CSU_data_summary[[#This Row],[Area]]","v":771902.16155977291},{"$f":"CSU_data_summary[[#This Row],[Lighting]]*CSU_data_summary[[#This Row],[Area]]","v":4416472.5916718729},{"$f":"CSU_data_summary[[#This Row],[Equipment]]*CSU_data_summary[[#This Row],[Area]]","v":6028822.3865450155}]
[null,"Title 24-Pomona-Engineering","Title 24","Pomona","Engineering",307305,5.7824223546183307,6.85679657451072,3.1634407647432967,3.7393345372564952,7.1596517812634239,7.7976997286625158,34.499345741054782,10601821.44295484,{"$f":"CSU_data_summary[[#This Row],[Heating]]*CSU_data_summary[[#This Row],[Area]]","v":1776967.3016859861},{"$f":"CSU_data_summary[[#This Row],[Cooling]]*CSU_data_summary[[#This Row],[Area]]","v":2107127.8713300168},{"$f":"CSU_data_summary[[#This Row],[Ventilation]]*CSU_data_summary[[#This Row],[Area]]","v":972141.16420943884},{"$f":"CSU_data_summary[[#This Row],[Water Heating]]*CSU_data_summary[[#This Row],[Area]]","v":1149116.1999716072},{"$f":"CSU_data_summary[[#This Row],[Lighting]]*CSU_data_summary[[#This Row],[Area]]","v":2200196.7906411565},{"$f":"CSU_data_summary[[#This Row],[Equipment]]*CSU_data_summary[[#This Row],[Area]]","v":2396272.1151166344}]
[null,"Title 24-Pomona-Library","Title 24","Pomona","Library",319751,5.7824223546183307,6.85679657451072,3.1634407647432967,3.7393345372564952,7.1596517812634239,7.7976997286625158,34.499345741054782,11031200.300048007,{"$f":"CSU_data_summary[[#This Row],[Heating]]*CSU_data_summary[[#This Row],[Area]]","v":1848935.3303115659},{"$f":"CSU_data_summary[[#This Row],[Cooling]]*CSU_data_summary[[#This Row],[Area]]","v":2192467.5614963775},{"$f":"CSU_data_summary[[#This Row],[Ventilation]]*CSU_data_summary[[#This Row],[Area]]","v":1011513.3479674339},{"$f":"CSU_data_summary[[#This Row],[Water Heating]]*CSU_data_summary[[#This Row],[Area]]","v":1195655.9576223015},{"$f":"CSU_data_summary[[#This Row],[Lighting]]*CSU_data_summary[[#This Row],[Area]]","v":2289305.8167107613},{"$f":"CSU_data_summary[[#This Row],[Equipment]]*CSU_data_summary[[#This Row],[Area]]","v":2493322.2859395682}]
[null,"Title 24-Pomona-Music","Title 24","Pomona","Music",89227,5.7824223546183307,6.85679657451072,3.1634407647432967,3.7393345372564952,7.1596517812634239,7.7976997286625158,34.499345741054782,3078273.1224370948,{"$f":"CSU_data_summary[[#This Row],[Heating]]*CSU_data_summary[[#This Row],[Area]]","v":515948.19943552976},{"$f":"CSU_data_summary[[#This Row],[Cooling]]*CSU_data_summary[[#This Row],[Area]]","v":611811.38795386802},{"$f":"CSU_data_summary[[#This Row],[Ventilation]]*CSU_data_summary[[#This Row],[Area]]","v":282264.32911575015},{"$f":"CSU_data_summary[[#This Row],[Water Heating]]*CSU_data_summary[[#This Row],[Area]]","v":333649.60275578528},{"$f":"CSU_data_summary[[#This Row],[Lighting]]*CSU_data_summary[[#This Row],[Area]]","v":638834.24948679155},{"$f":"CSU_data_summary[[#This Row],[Equipment]]*CSU_data_summary[[#This Row],[Area]]","v":695765.35368937033}]
[null,"Title 24-Pomona-Recreation Center","Title 24","Pomona","Recreation Center",119382,6.923568921440391,8.2099682023408445,3.7877378753043329,4.4772828412196812,8.5725911254994607,7.7976997286625149,39.768848694467223,4747684.6948428862,{"$f":"CSU_data_summary[[#This Row],[Heating]]*CSU_data_summary[[#This Row],[Area]]","v":826549.50497939682},{"$f":"CSU_data_summary[[#This Row],[Cooling]]*CSU_data_summary[[#This Row],[Area]]","v":980122.42393185466},{"$f":"CSU_data_summary[[#This Row],[Ventilation]]*CSU_data_summary[[#This Row],[Area]]","v":452187.72302958189},{"$f":"CSU_data_summary[[#This Row],[Water Heating]]*CSU_data_summary[[#This Row],[Area]]","v":534506.98015048797},{"$f":"CSU_data_summary[[#This Row],[Lighting]]*CSU_data_summary[[#This Row],[Area]]","v":1023413.0737443767},{"$f":"CSU_data_summary[[#This Row],[Equipment]]*CSU_data_summary[[#This Row],[Area]]","v":930904.98900718836}]
[null,"Title 24-Pomona-Residence Hall","Title 24","Pomona","Residence Hall",928674,1.598731363496265,5.6802996217807022,3.0169274624796221,12.759035054258129,6.4103171267766133,11.491254232971993,40.956564861763326,38035296.916433193,{"$f":"CSU_data_summary[[#This Row],[Heating]]*CSU_data_summary[[#This Row],[Area]]","v":1484700.2502635303},{"$f":"CSU_data_summary[[#This Row],[Cooling]]*CSU_data_summary[[#This Row],[Area]]","v":5275146.5709575722},{"$f":"CSU_data_summary[[#This Row],[Ventilation]]*CSU_data_summary[[#This Row],[Area]]","v":2801742.0942908004},{"$f":"CSU_data_summary[[#This Row],[Water Heating]]*CSU_data_summary[[#This Row],[Area]]","v":11848984.119978115},{"$f":"CSU_data_summary[[#This Row],[Lighting]]*CSU_data_summary[[#This Row],[Area]]","v":5953094.8473921446},{"$f":"CSU_data_summary[[#This Row],[Equipment]]*CSU_data_summary[[#This Row],[Area]]","v":10671629.033551034}]
[null,"Title 24-Pomona-Science","Title 24","Pomona","Science",325713,4.4530265143199905,11.223566028503589,5.1836681238434572,12.565605021738293,13.313425684692501,89.014758228744157,135.75404960184198,44216858.75796476,{"$f":"CSU_data_summary[[#This Row],[Heating]]*CSU_data_summary[[#This Row],[Area]]","v":1450408.6250587071},{"$f":"CSU_data_summary[[#This Row],[Cooling]]*CSU_data_summary[[#This Row],[Area]]","v":3655661.3618419892},{"$f":"CSU_data_summary[[#This Row],[Ventilation]]*CSU_data_summary[[#This Row],[Area]]","v":1688388.095621424},{"$f":"CSU_data_summary[[#This Row],[Water Heating]]*CSU_data_summary[[#This Row],[Area]]","v":4092780.9084454444},{"$f":"CSU_data_summary[[#This Row],[Lighting]]*CSU_data_summary[[#This Row],[Area]]","v":4336355.8200382488},{"$f":"CSU_data_summary[[#This Row],[Equipment]]*CSU_data_summary[[#This Row],[Area]]","v":28993263.946958944}]
[null,"Title 24-Pomona-University Union","Title 24","Pomona","University Union",129931,6.6021483330858777,8.4901473018775651,4.1337782878024356,4.8049649011927249,9.0334893824771711,7.8276839835447793,40.892212189980555,5313166.0220563635,{"$f":"CSU_data_summary[[#This Row],[Heating]]*CSU_data_summary[[#This Row],[Area]]","v":857823.73506618117},{"$f":"CSU_data_summary[[#This Row],[Cooling]]*CSU_data_summary[[#This Row],[Area]]","v":1103133.3290802538},{"$f":"CSU_data_summary[[#This Row],[Ventilation]]*CSU_data_summary[[#This Row],[Area]]","v":537105.94671245827},{"$f":"CSU_data_summary[[#This Row],[Water Heating]]*CSU_data_summary[[#This Row],[Area]]","v":624313.89457687188},{"$f":"CSU_data_summary[[#This Row],[Lighting]]*CSU_data_summary[[#This Row],[Area]]","v":1173730.3089546412},{"$f":"CSU_data_summary[[#This Row],[Equipment]]*CSU_data_summary[[#This Row],[Area]]","v":1017058.8076659567}]
[null,"Title 24-Sacramento-Classroom","Title 24","Sacramento","Classroom",648614,17.093130888164104,7.3083638113985234,4.235673053688771,5.3021740788630911,9.7391311639168148,10.343497098474812,54.021970094506116,35039406.110877991,{"$f":"CSU_data_summary[[#This Row],[Heating]]*CSU_data_summary[[#This Row],[Area]]","v":11086843.997895673},{"$f":"CSU_data_summary[[#This Row],[Cooling]]*CSU_data_summary[[#This Row],[Area]]","v":4740307.0851664422},{"$f":"CSU_data_summary[[#This Row],[Ventilation]]*CSU_data_summary[[#This Row],[Area]]","v":2747316.8420452885},{"$f":"CSU_data_summary[[#This Row],[Water Heating]]*CSU_data_summary[[#This Row],[Area]]","v":3439064.3379877051},{"$f":"CSU_data_summary[[#This Row],[Lighting]]*CSU_data_summary[[#This Row],[Area]]","v":6316936.8207527408},{"$f":"CSU_data_summary[[#This Row],[Equipment]]*CSU_data_summary[[#This Row],[Area]]","v":6708937.0270301411}]
[null,"Title 24-Sacramento-Engineering","Title 24","Sacramento","Engineering",149707,17.093130888164104,7.3083638113985252,4.2356730536887719,5.302174078863092,9.7391311639168165,10.343497098474812,54.021970094506123,8087467.0769382287,{"$f":"CSU_data_summary[[#This Row],[Heating]]*CSU_data_summary[[#This Row],[Area]]","v":2558961.3458743836},{"$f":"CSU_data_summary[[#This Row],[Cooling]]*CSU_data_summary[[#This Row],[Area]]","v":1094113.2211130389},{"$f":"CSU_data_summary[[#This Row],[Ventilation]]*CSU_data_summary[[#This Row],[Area]]","v":634109.90584858495},{"$f":"CSU_data_summary[[#This Row],[Water Heating]]*CSU_data_summary[[#This Row],[Area]]","v":793772.57482435694},{"$f":"CSU_data_summary[[#This Row],[Lighting]]*CSU_data_summary[[#This Row],[Area]]","v":1458016.109156495},{"$f":"CSU_data_summary[[#This Row],[Equipment]]*CSU_data_summary[[#This Row],[Area]]","v":1548493.9201213687}]
[null,"Title 24-Sacramento-Library","Title 24","Sacramento","Library",377074,17.093130888164104,7.3083638113985234,4.235673053688771,5.3021740788630911,9.7391311639168148,10.343497098474812,54.021970094506116,20370280.351415798,{"$f":"CSU_data_summary[[#This Row],[Heating]]*CSU_data_summary[[#This Row],[Area]]","v":6445375.2365235919},{"$f":"CSU_data_summary[[#This Row],[Cooling]]*CSU_data_summary[[#This Row],[Area]]","v":2755793.9758192869},{"$f":"CSU_data_summary[[#This Row],[Ventilation]]*CSU_data_summary[[#This Row],[Area]]","v":1597162.1810466396},{"$f":"CSU_data_summary[[#This Row],[Water Heating]]*CSU_data_summary[[#This Row],[Area]]","v":1999311.9886132213},{"$f":"CSU_data_summary[[#This Row],[Lighting]]*CSU_data_summary[[#This Row],[Area]]","v":3672373.1445027692},{"$f":"CSU_data_summary[[#This Row],[Equipment]]*CSU_data_summary[[#This Row],[Area]]","v":3900263.824910291}]
[null,"Title 24-Sacramento-Music","Title 24","Sacramento","Music",84722,17.093130888164104,7.3083638113985252,4.2356730536887719,5.302174078863092,9.7391311639168165,10.343497098474812,54.021970094506123,4576849.3503467478,{"$f":"CSU_data_summary[[#This Row],[Heating]]*CSU_data_summary[[#This Row],[Area]]","v":1448164.2351070393},{"$f":"CSU_data_summary[[#This Row],[Cooling]]*CSU_data_summary[[#This Row],[Area]]","v":619179.19882930582},{"$f":"CSU_data_summary[[#This Row],[Ventilation]]*CSU_data_summary[[#This Row],[Area]]","v":358854.69245462015},{"$f":"CSU_data_summary[[#This Row],[Water Heating]]*CSU_data_summary[[#This Row],[Area]]","v":449210.79230943887},{"$f":"CSU_data_summary[[#This Row],[Lighting]]*CSU_data_summary[[#This Row],[Area]]","v":825118.67046936054},{"$f":"CSU_data_summary[[#This Row],[Equipment]]*CSU_data_summary[[#This Row],[Area]]","v":876321.76117698301}]
[null,"Title 24-Sacramento-Psychology","Title 24","Sacramento","Psychology",67138,17.093130888164104,7.3083638113985252,4.2356730536887719,5.302174078863092,9.7391311639168165,10.343497098474812,54.021970094506123,3626927.0282049519,{"$f":"CSU_data_summary[[#This Row],[Heating]]*CSU_data_summary[[#This Row],[Area]]","v":1147598.6215695615},{"$f":"CSU_data_summary[[#This Row],[Cooling]]*CSU_data_summary[[#This Row],[Area]]","v":490668.92956967419},{"$f":"CSU_data_summary[[#This Row],[Ventilation]]*CSU_data_summary[[#This Row],[Area]]","v":284374.61747855676},{"$f":"CSU_data_summary[[#This Row],[Water Heating]]*CSU_data_summary[[#This Row],[Area]]","v":355977.36330671026},{"$f":"CSU_data_summary[[#This Row],[Lighting]]*CSU_data_summary[[#This Row],[Area]]","v":653865.78808304726},{"$f":"CSU_data_summary[[#This Row],[Equipment]]*CSU_data_summary[[#This Row],[Area]]","v":694441.70819740195}]
[null,"Title 24-Sacramento-Residence Hall","Title 24","Sacramento","Residence Hall",378422,8.5068625173711485,6.8548883222911545,4.2440929481398699,18.427537798712017,9.2725081591863674,15.65997547188851,62.965865217589062,23827668.647370487,{"$f":"CSU_data_summary[[#This Row],[Heating]]*CSU_data_summary[[#This Row],[Area]]","v":3219183.9275486246},{"$f":"CSU_data_summary[[#This Row],[Cooling]]*CSU_data_summary[[#This Row],[Area]]","v":2594040.5486980635},{"$f":"CSU_data_summary[[#This Row],[Ventilation]]*CSU_data_summary[[#This Row],[Area]]","v":1606058.1416209859},{"$f":"CSU_data_summary[[#This Row],[Water Heating]]*CSU_data_summary[[#This Row],[Area]]","v":6973385.708864199},{"$f":"CSU_data_summary[[#This Row],[Lighting]]*CSU_data_summary[[#This Row],[Area]]","v":3508921.0826156237},{"$f":"CSU_data_summary[[#This Row],[Equipment]]*CSU_data_summary[[#This Row],[Area]]","v":5926079.2380229933}]
[null,"Title 24-Sacramento-Science","Title 24","Sacramento","Science",288434,16.904909846176995,15.362982252595714,8.9134469026653651,22.88172887640718,22.258541397988346,122.33687998162189,208.65848925745547,60184202.690484911,{"$f":"CSU_data_summary[[#This Row],[Heating]]*CSU_data_summary[[#This Row],[Area]]","v":4875950.7665722156},{"$f":"CSU_data_summary[[#This Row],[Cooling]]*CSU_data_summary[[#This Row],[Area]]","v":4431206.4230451919},{"$f":"CSU_data_summary[[#This Row],[Ventilation]]*CSU_data_summary[[#This Row],[Area]]","v":2570941.1439233818},{"$f":"CSU_data_summary[[#This Row],[Water Heating]]*CSU_data_summary[[#This Row],[Area]]","v":6599868.586737629},{"$f":"CSU_data_summary[[#This Row],[Lighting]]*CSU_data_summary[[#This Row],[Area]]","v":6420120.1295873709},{"$f":"CSU_data_summary[[#This Row],[Equipment]]*CSU_data_summary[[#This Row],[Area]]","v":35286115.640619129}]
[null,"Title 24-Sacramento-Student Services","Title 24","Sacramento","Student Services",110000,11.961117468608171,8.5774820287721809,5.2941476636241305,1.8134737366547502,10.656410782225793,15.989527466768758,54.292159146653781,5972137.5061319163,{"$f":"CSU_data_summary[[#This Row],[Heating]]*CSU_data_summary[[#This Row],[Area]]","v":1315722.9215468988},{"$f":"CSU_data_summary[[#This Row],[Cooling]]*CSU_data_summary[[#This Row],[Area]]","v":943523.02316493995},{"$f":"CSU_data_summary[[#This Row],[Ventilation]]*CSU_data_summary[[#This Row],[Area]]","v":582356.24299865437},{"$f":"CSU_data_summary[[#This Row],[Water Heating]]*CSU_data_summary[[#This Row],[Area]]","v":199482.11103202251},{"$f":"CSU_data_summary[[#This Row],[Lighting]]*CSU_data_summary[[#This Row],[Area]]","v":1172205.1860448371},{"$f":"CSU_data_summary[[#This Row],[Equipment]]*CSU_data_summary[[#This Row],[Area]]","v":1758848.0213445635}]
[null,"Title 24-Sacramento-Theater Arts","Title 24","Sacramento","Theater Arts",64827,17.093130888164104,7.3083638113985252,4.2356730536887719,5.302174078863092,9.7391311639168165,10.343497098474812,54.021970094506123,3502082.2553165485,{"$f":"CSU_data_summary[[#This Row],[Heating]]*CSU_data_summary[[#This Row],[Area]]","v":1108096.3960870143},{"$f":"CSU_data_summary[[#This Row],[Cooling]]*CSU_data_summary[[#This Row],[Area]]","v":473779.30080153217},{"$f":"CSU_data_summary[[#This Row],[Ventilation]]*CSU_data_summary[[#This Row],[Area]]","v":274585.97705148201},{"$f":"CSU_data_summary[[#This Row],[Water Heating]]*CSU_data_summary[[#This Row],[Area]]","v":343724.03901045764},{"$f":"CSU_data_summary[[#This Row],[Lighting]]*CSU_data_summary[[#This Row],[Area]]","v":631358.65596323542},{"$f":"CSU_data_summary[[#This Row],[Equipment]]*CSU_data_summary[[#This Row],[Area]]","v":670537.88640282664}]
[null,"Title 24-Sacramento-University Union","Title 24","Sacramento","University Union",162268,20.152081092966167,8.2682863688982682,4.8569342753171192,5.9197640491337715,11.142445230369372,10.272714228000622,60.612225244685334,9835424.5660046004,{"$f":"CSU_data_summary[[#This Row],[Heating]]*CSU_data_summary[[#This Row],[Area]]","v":3270037.8947934341},{"$f":"CSU_data_summary[[#This Row],[Cooling]]*CSU_data_summary[[#This Row],[Area]]","v":1341678.2925083842},{"$f":"CSU_data_summary[[#This Row],[Ventilation]]*CSU_data_summary[[#This Row],[Area]]","v":788125.01098715828},{"$f":"CSU_data_summary[[#This Row],[Water Heating]]*CSU_data_summary[[#This Row],[Area]]","v":960588.27272483881},{"$f":"CSU_data_summary[[#This Row],[Lighting]]*CSU_data_summary[[#This Row],[Area]]","v":1808062.3026415773},{"$f":"CSU_data_summary[[#This Row],[Equipment]]*CSU_data_summary[[#This Row],[Area]]","v":1666932.7923492049}]
[null,"Title 24-San Bernardino-Administration","Title 24","San Bernardino","Administration",79829,4.3705327496778352,7.1143992753903191,3.8079942963053006,1.1889695377382623,7.112190598167154,10.094356220935842,33.688442678214713,2689314.6905592023,{"$f":"CSU_data_summary[[#This Row],[Heating]]*CSU_data_summary[[#This Row],[Area]]","v":348895.25887403189},{"$f":"CSU_data_summary[[#This Row],[Cooling]]*CSU_data_summary[[#This Row],[Area]]","v":567935.37975513376},{"$f":"CSU_data_summary[[#This Row],[Ventilation]]*CSU_data_summary[[#This Row],[Area]]","v":303988.37667975586},{"$f":"CSU_data_summary[[#This Row],[Water Heating]]*CSU_data_summary[[#This Row],[Area]]","v":94914.249228107743},{"$f":"CSU_data_summary[[#This Row],[Lighting]]*CSU_data_summary[[#This Row],[Area]]","v":567759.06326108577},{"$f":"CSU_data_summary[[#This Row],[Equipment]]*CSU_data_summary[[#This Row],[Area]]","v":805822.36276108725}]
[null,"Title 24-San Bernardino-Apartments","Title 24","San Bernardino","Apartments",380949,1.7864126765921577,4.8491432321781813,2.693541424594625,11.056346585654913,5.545699955617736,9.7452454774890533,35.676389352126662,13590884.847303299,{"$f":"CSU_data_summary[[#This Row],[Heating]]*CSU_data_summary[[#This Row],[Area]]","v":680532.12273510592},{"$f":"CSU_data_summary[[#This Row],[Cooling]]*CSU_data_summary[[#This Row],[Area]]","v":1847276.265155046},{"$f":"CSU_data_summary[[#This Row],[Ventilation]]*CSU_data_summary[[#This Row],[Area]]","v":1026101.9121578978},{"$f":"CSU_data_summary[[#This Row],[Water Heating]]*CSU_data_summary[[#This Row],[Area]]","v":4211904.1754586529},{"$f":"CSU_data_summary[[#This Row],[Lighting]]*CSU_data_summary[[#This Row],[Area]]","v":2112628.8523926209},{"$f":"CSU_data_summary[[#This Row],[Equipment]]*CSU_data_summary[[#This Row],[Area]]","v":3712441.5194039773}]
[null,"Title 24-San Bernardino-Business Administration","Title 24","San Bernardino","Business Administration",131496,3.1214672653979831,6.6206837916144545,2.4020594144169909,1.2457151055957378,8.2829318402433572,7.6212649621013639,29.294122379369888,3852059.9163976228,{"$f":"CSU_data_summary[[#This Row],[Heating]]*CSU_data_summary[[#This Row],[Area]]","v":410460.45953077317},{"$f":"CSU_data_summary[[#This Row],[Cooling]]*CSU_data_summary[[#This Row],[Area]]","v":870593.43586213433},{"$f":"CSU_data_summary[[#This Row],[Ventilation]]*CSU_data_summary[[#This Row],[Area]]","v":315861.20475817664},{"$f":"CSU_data_summary[[#This Row],[Water Heating]]*CSU_data_summary[[#This Row],[Area]]","v":163806.55352541714},{"$f":"CSU_data_summary[[#This Row],[Lighting]]*CSU_data_summary[[#This Row],[Area]]","v":1089172.4052646405},{"$f":"CSU_data_summary[[#This Row],[Equipment]]*CSU_data_summary[[#This Row],[Area]]","v":1002165.857456481}]
[null,"Title 24-San Bernardino-Education","Title 24","San Bernardino","Education",130000,5.1753281077804507,5.6532823158156775,2.6304239073406444,3.0900793505059219,5.910128457456306,6.5596747120068066,29.018916850905807,3772459.1906177551,{"$f":"CSU_data_summary[[#This Row],[Heating]]*CSU_data_summary[[#This Row],[Area]]","v":672792.65401145862},{"$f":"CSU_data_summary[[#This Row],[Cooling]]*CSU_data_summary[[#This Row],[Area]]","v":734926.70105603803},{"$f":"CSU_data_summary[[#This Row],[Ventilation]]*CSU_data_summary[[#This Row],[Area]]","v":341955.10795428377},{"$f":"CSU_data_summary[[#This Row],[Water Heating]]*CSU_data_summary[[#This Row],[Area]]","v":401710.31556576985},{"$f":"CSU_data_summary[[#This Row],[Lighting]]*CSU_data_summary[[#This Row],[Area]]","v":768316.69946931978},{"$f":"CSU_data_summary[[#This Row],[Equipment]]*CSU_data_summary[[#This Row],[Area]]","v":852757.71256088489}]
[null,"Title 24-San Bernardino-Library","Title 24","San Bernardino","Library",297416,5.1753281077804507,5.6532823158156775,2.6304239073406444,3.0900793505059219,5.910128457456306,6.5596747120068066,29.018916850905807,8630690.1741290018,{"$f":"CSU_data_summary[[#This Row],[Heating]]*CSU_data_summary[[#This Row],[Area]]","v":1539225.3845036305},{"$f":"CSU_data_summary[[#This Row],[Cooling]]*CSU_data_summary[[#This Row],[Area]]","v":1681376.6132406355},{"$f":"CSU_data_summary[[#This Row],[Ventilation]]*CSU_data_summary[[#This Row],[Area]]","v":782330.1568256251},{"$f":"CSU_data_summary[[#This Row],[Water Heating]]*CSU_data_summary[[#This Row],[Area]]","v":919039.04011006921},{"$f":"CSU_data_summary[[#This Row],[Lighting]]*CSU_data_summary[[#This Row],[Area]]","v":1757766.7653028248},{"$f":"CSU_data_summary[[#This Row],[Equipment]]*CSU_data_summary[[#This Row],[Area]]","v":1950952.2141462164}]
[null,"Title 24-San Bernardino-Performing Arts","Title 24","San Bernardino","Performing Arts",55478,5.1753281077804507,5.6532823158156775,2.6304239073406444,3.0900793505059219,5.910128457456306,6.5596747120068066,29.018916850905807,1609911.4690545523,{"$f":"CSU_data_summary[[#This Row],[Heating]]*CSU_data_summary[[#This Row],[Area]]","v":287116.85276344384},{"$f":"CSU_data_summary[[#This Row],[Cooling]]*CSU_data_summary[[#This Row],[Area]]","v":313632.79631682218},{"$f":"CSU_data_summary[[#This Row],[Ventilation]]*CSU_data_summary[[#This Row],[Area]]","v":145930.65753144427},{"$f":"CSU_data_summary[[#This Row],[Water Heating]]*CSU_data_summary[[#This Row],[Area]]","v":171431.42220736752},{"$f":"CSU_data_summary[[#This Row],[Lighting]]*CSU_data_summary[[#This Row],[Area]]","v":327882.10656276095},{"$f":"CSU_data_summary[[#This Row],[Equipment]]*CSU_data_summary[[#This Row],[Area]]","v":363917.63367271359}]
[null,"Title 24-San Bernardino-Residence Hall","Title 24","San Bernardino","Residence Hall",107424,1.7864126765921591,4.8491432321781858,2.6935414245946272,11.056346585654923,5.5456999556177413,9.7452454774890533,35.676389352126691,3832500.4497628575,{"$f":"CSU_data_summary[[#This Row],[Heating]]*CSU_data_summary[[#This Row],[Area]]","v":191903.59537023609},{"$f":"CSU_data_summary[[#This Row],[Cooling]]*CSU_data_summary[[#This Row],[Area]]","v":520914.36257350945},{"$f":"CSU_data_summary[[#This Row],[Ventilation]]*CSU_data_summary[[#This Row],[Area]]","v":289350.99399565323},{"$f":"CSU_data_summary[[#This Row],[Water Heating]]*CSU_data_summary[[#This Row],[Area]]","v":1187716.9756173945},{"$f":"CSU_data_summary[[#This Row],[Lighting]]*CSU_data_summary[[#This Row],[Area]]","v":595741.27203228022},{"$f":"CSU_data_summary[[#This Row],[Equipment]]*CSU_data_summary[[#This Row],[Area]]","v":1046873.2501737841}]
[null,"Title 24-San Bernardino-Science","Title 24","San Bernardino","Science",206846,4.131462532902332,9.5924762708749345,4.4681082252283382,10.76413594980386,11.316784416614034,75.097518659970973,115.37048605539448,23863923.558614127,{"$f":"CSU_data_summary[[#This Row],[Heating]]*CSU_data_summary[[#This Row],[Area]]","v":854576.49908071582},{"$f":"CSU_data_summary[[#This Row],[Cooling]]*CSU_data_summary[[#This Row],[Area]]","v":1984165.3467253968},{"$f":"CSU_data_summary[[#This Row],[Ventilation]]*CSU_data_summary[[#This Row],[Area]]","v":924210.31395558082},{"$f":"CSU_data_summary[[#This Row],[Water Heating]]*CSU_data_summary[[#This Row],[Area]]","v":2226518.4646731294},{"$f":"CSU_data_summary[[#This Row],[Lighting]]*CSU_data_summary[[#This Row],[Area]]","v":2340831.5894389465},{"$f":"CSU_data_summary[[#This Row],[Equipment]]*CSU_data_summary[[#This Row],[Area]]","v":15533621.344740355}]
[null,"Title 24-San Bernardino-Social Science","Title 24","San Bernardino","Social Science",138700,5.1753281077804543,5.6532823158156829,2.6304239073406466,3.0900793505059254,5.9101284574563104,6.5596747120068075,29.018916850905825,4024923.7672206378,{"$f":"CSU_data_summary[[#This Row],[Heating]]*CSU_data_summary[[#This Row],[Area]]","v":717818.00854914903},{"$f":"CSU_data_summary[[#This Row],[Cooling]]*CSU_data_summary[[#This Row],[Area]]","v":784110.25720363518},{"$f":"CSU_data_summary[[#This Row],[Ventilation]]*CSU_data_summary[[#This Row],[Area]]","v":364839.79594814766},{"$f":"CSU_data_summary[[#This Row],[Water Heating]]*CSU_data_summary[[#This Row],[Area]]","v":428594.00591517187},{"$f":"CSU_data_summary[[#This Row],[Lighting]]*CSU_data_summary[[#This Row],[Area]]","v":819734.81704919029},{"$f":"CSU_data_summary[[#This Row],[Equipment]]*CSU_data_summary[[#This Row],[Area]]","v":909826.88255534426}]
[null,"Title 24-San Bernardino-University Union","Title 24","San Bernardino","University Union",86414,6.4534088579132103,7.1164453794457367,3.5741992008026542,4.0564430155249456,7.6404795231930311,6.6296906027938807,35.470666579673455,3065162.1818159018,{"$f":"CSU_data_summary[[#This Row],[Heating]]*CSU_data_summary[[#This Row],[Area]]","v":557664.87304771214},{"$f":"CSU_data_summary[[#This Row],[Cooling]]*CSU_data_summary[[#This Row],[Area]]","v":614960.51101942384},{"$f":"CSU_data_summary[[#This Row],[Ventilation]]*CSU_data_summary[[#This Row],[Area]]","v":308860.84973816056},{"$f":"CSU_data_summary[[#This Row],[Water Heating]]*CSU_data_summary[[#This Row],[Area]]","v":350533.46674357267},{"$f":"CSU_data_summary[[#This Row],[Lighting]]*CSU_data_summary[[#This Row],[Area]]","v":660244.39751720254},{"$f":"CSU_data_summary[[#This Row],[Equipment]]*CSU_data_summary[[#This Row],[Area]]","v":572898.08374983037}]
[null,"Title 24-San Diego-Administration","Title 24","San Diego","Administration",178560,5.8899350350230257,11.945254273974383,8.9368127289124129,3.0278155436155458,17.868663463782816,23.877623317288794,71.546104362596978,12775272.394985316,{"$f":"CSU_data_summary[[#This Row],[Heating]]*CSU_data_summary[[#This Row],[Area]]","v":1051706.7998537114},{"$f":"CSU_data_summary[[#This Row],[Cooling]]*CSU_data_summary[[#This Row],[Area]]","v":2132944.6031608656},{"$f":"CSU_data_summary[[#This Row],[Ventilation]]*CSU_data_summary[[#This Row],[Area]]","v":1595757.2808746004},{"$f":"CSU_data_summary[[#This Row],[Water Heating]]*CSU_data_summary[[#This Row],[Area]]","v":540646.74346799182},{"$f":"CSU_data_summary[[#This Row],[Lighting]]*CSU_data_summary[[#This Row],[Area]]","v":3190628.5480930596},{"$f":"CSU_data_summary[[#This Row],[Equipment]]*CSU_data_summary[[#This Row],[Area]]","v":4263588.4195350874}]
[null,"Title 24-San Diego-Apartments","Title 24","San Diego","Apartments",335110,0.8068694057290704,6.2151232340685922,5.1347357665985403,24.46973019637819,12.221402031530907,22.935605791243251,71.783466425548554,24055357.433865577,{"$f":"CSU_data_summary[[#This Row],[Heating]]*CSU_data_summary[[#This Row],[Area]]","v":270390.00655386876},{"$f":"CSU_data_summary[[#This Row],[Cooling]]*CSU_data_summary[[#This Row],[Area]]","v":2082749.9469687259},{"$f":"CSU_data_summary[[#This Row],[Ventilation]]*CSU_data_summary[[#This Row],[Area]]","v":1720701.3027448368},{"$f":"CSU_data_summary[[#This Row],[Water Heating]]*CSU_data_summary[[#This Row],[Area]]","v":8200051.2861082954},{"$f":"CSU_data_summary[[#This Row],[Lighting]]*CSU_data_summary[[#This Row],[Area]]","v":4095514.0347863222},{"$f":"CSU_data_summary[[#This Row],[Equipment]]*CSU_data_summary[[#This Row],[Area]]","v":7685950.8567035263}]
[null,"Title 24-San Diego-Business Administration","Title 24","San Diego","Business Administration",149695,3.3966136225027732,8.9757603054722175,4.5517809090373715,2.5614663417531385,16.78620243240238,18.035002233829854,54.306825844997732,8129460.2948669354,{"$f":"CSU_data_summary[[#This Row],[Heating]]*CSU_data_summary[[#This Row],[Area]]","v":508456.07622055261},{"$f":"CSU_data_summary[[#This Row],[Cooling]]*CSU_data_summary[[#This Row],[Area]]","v":1343626.4389276635},{"$f":"CSU_data_summary[[#This Row],[Ventilation]]*CSU_data_summary[[#This Row],[Area]]","v":681378.84317834931},{"$f":"CSU_data_summary[[#This Row],[Water Heating]]*CSU_data_summary[[#This Row],[Area]]","v":383438.70402873604},{"$f":"CSU_data_summary[[#This Row],[Lighting]]*CSU_data_summary[[#This Row],[Area]]","v":2512810.5731184743},{"$f":"CSU_data_summary[[#This Row],[Equipment]]*CSU_data_summary[[#This Row],[Area]]","v":2699749.6593931601}]
[null,"Title 24-San Diego-Classroom","Title 24","San Diego","Classroom",478006,10.05303915638653,8.6738424605592819,6.8952151752291906,8.5241464851751712,16.067508540023077,15.275123836226685,65.488875653599933,31304075.495674688,{"$f":"CSU_data_summary[[#This Row],[Heating]]*CSU_data_summary[[#This Row],[Area]]","v":4805413.0349877002},{"$f":"CSU_data_summary[[#This Row],[Cooling]]*CSU_data_summary[[#This Row],[Area]]","v":4146148.7392021003},{"$f":"CSU_data_summary[[#This Row],[Ventilation]]*CSU_data_summary[[#This Row],[Area]]","v":3295954.2250506044},{"$f":"CSU_data_summary[[#This Row],[Water Heating]]*CSU_data_summary[[#This Row],[Area]]","v":4074593.1647926429},{"$f":"CSU_data_summary[[#This Row],[Lighting]]*CSU_data_summary[[#This Row],[Area]]","v":7680365.4871822707},{"$f":"CSU_data_summary[[#This Row],[Equipment]]*CSU_data_summary[[#This Row],[Area]]","v":7301600.8444593726}]
[null,"Title 24-San Diego-Library","Title 24","San Diego","Library",526401,10.05303915638653,8.6738424605592819,6.8952151752291906,8.5241464851751712,16.067508540023077,15.275123836226685,65.488875653599933,34473409.632930659,{"$f":"CSU_data_summary[[#This Row],[Heating]]*CSU_data_summary[[#This Row],[Area]]","v":5291929.8649610262},{"$f":"CSU_data_summary[[#This Row],[Cooling]]*CSU_data_summary[[#This Row],[Area]]","v":4565919.3450808665},{"$f":"CSU_data_summary[[#This Row],[Ventilation]]*CSU_data_summary[[#This Row],[Area]]","v":3629648.1634558211},{"$f":"CSU_data_summary[[#This Row],[Water Heating]]*CSU_data_summary[[#This Row],[Area]]","v":4487119.233942695},{"$f":"CSU_data_summary[[#This Row],[Lighting]]*CSU_data_summary[[#This Row],[Area]]","v":8457952.5629766881},{"$f":"CSU_data_summary[[#This Row],[Equipment]]*CSU_data_summary[[#This Row],[Area]]","v":8040840.4625135632}]
[null,"Title 24-San Diego-Residence Hall","Title 24","San Diego","Residence Hall",563682,0.8068694057290704,6.2151232340685922,5.1347357665985403,24.46973019637819,12.221402031530907,22.935605791243251,71.783466425548554,40463047.921686061,{"$f":"CSU_data_summary[[#This Row],[Heating]]*CSU_data_summary[[#This Row],[Area]]","v":454817.76036017388},{"$f":"CSU_data_summary[[#This Row],[Cooling]]*CSU_data_summary[[#This Row],[Area]]","v":3503353.0948262522},{"$f":"CSU_data_summary[[#This Row],[Ventilation]]*CSU_data_summary[[#This Row],[Area]]","v":2894358.1263877982},{"$f":"CSU_data_summary[[#This Row],[Water Heating]]*CSU_data_summary[[#This Row],[Area]]","v":13793146.456554851},{"$f":"CSU_data_summary[[#This Row],[Lighting]]*CSU_data_summary[[#This Row],[Area]]","v":6888984.3399374047},{"$f":"CSU_data_summary[[#This Row],[Equipment]]*CSU_data_summary[[#This Row],[Area]]","v":12928388.143619578}]
[null,"Title 24-San Diego-Science","Title 24","San Diego","Science",488522,6.4181563467879439,11.770328335712327,9.366832465778149,23.746927967515145,25.696241926841214,177.31397005954895,254.31245710218371,124237230.16847299,{"$f":"CSU_data_summary[[#This Row],[Heating]]*CSU_data_summary[[#This Row],[Area]]","v":3135410.5748455399},{"$f":"CSU_data_summary[[#This Row],[Cooling]]*CSU_data_summary[[#This Row],[Area]]","v":5750064.3392188568},{"$f":"CSU_data_summary[[#This Row],[Ventilation]]*CSU_data_summary[[#This Row],[Area]]","v":4575903.7298468733},{"$f":"CSU_data_summary[[#This Row],[Water Heating]]*CSU_data_summary[[#This Row],[Area]]","v":11600896.744546434},{"$f":"CSU_data_summary[[#This Row],[Lighting]]*CSU_data_summary[[#This Row],[Area]]","v":12553179.498584324},{"$f":"CSU_data_summary[[#This Row],[Equipment]]*CSU_data_summary[[#This Row],[Area]]","v":86621775.281430975}]
[null,"Title 24-San Diego-Social Science","Title 24","San Diego","Social Science",109170,10.053039156386532,8.6738424605592837,6.8952151752291924,8.5241464851751765,16.067508540023077,15.275123836226685,65.488875653599948,7149420.555103506,{"$f":"CSU_data_summary[[#This Row],[Heating]]*CSU_data_summary[[#This Row],[Area]]","v":1097490.2847027178},{"$f":"CSU_data_summary[[#This Row],[Cooling]]*CSU_data_summary[[#This Row],[Area]]","v":946923.38141925703},{"$f":"CSU_data_summary[[#This Row],[Ventilation]]*CSU_data_summary[[#This Row],[Area]]","v":752750.64067977096},{"$f":"CSU_data_summary[[#This Row],[Water Heating]]*CSU_data_summary[[#This Row],[Area]]","v":930581.07178657397},{"$f":"CSU_data_summary[[#This Row],[Lighting]]*CSU_data_summary[[#This Row],[Area]]","v":1754089.9073143194},{"$f":"CSU_data_summary[[#This Row],[Equipment]]*CSU_data_summary[[#This Row],[Area]]","v":1667585.2692008673}]
[null,"Title 24-San Diego-Theater Arts","Title 24","San Diego","Theater Arts",117014,10.053039156386532,8.6738424605592837,6.8952151752291924,8.5241464851751765,16.067508540023077,15.275123836226685,65.488875653599948,7663115.295730344,{"$f":"CSU_data_summary[[#This Row],[Heating]]*CSU_data_summary[[#This Row],[Area]]","v":1176346.3238454137},{"$f":"CSU_data_summary[[#This Row],[Cooling]]*CSU_data_summary[[#This Row],[Area]]","v":1014961.001679884},{"$f":"CSU_data_summary[[#This Row],[Ventilation]]*CSU_data_summary[[#This Row],[Area]]","v":806836.70851426874},{"$f":"CSU_data_summary[[#This Row],[Water Heating]]*CSU_data_summary[[#This Row],[Area]]","v":997444.47681628808},{"$f":"CSU_data_summary[[#This Row],[Lighting]]*CSU_data_summary[[#This Row],[Area]]","v":1880123.4443022604},{"$f":"CSU_data_summary[[#This Row],[Equipment]]*CSU_data_summary[[#This Row],[Area]]","v":1787403.3405722294}]
[null,"Title 24-San Diego-University Union","Title 24","San Diego","University Union",273093,8.5533215906471156,11.327215923035233,8.6656495493761554,10.808330580809264,19.880608932347553,15.713397325344541,74.948523901559867,20467917.237848688,{"$f":"CSU_data_summary[[#This Row],[Heating]]*CSU_data_summary[[#This Row],[Area]]","v":2335852.2531545926},{"$f":"CSU_data_summary[[#This Row],[Cooling]]*CSU_data_summary[[#This Row],[Area]]","v":3093383.3780694609},{"$f":"CSU_data_summary[[#This Row],[Ventilation]]*CSU_data_summary[[#This Row],[Area]]","v":2366528.2323877825},{"$f":"CSU_data_summary[[#This Row],[Water Heating]]*CSU_data_summary[[#This Row],[Area]]","v":2951679.4233049443},{"$f":"CSU_data_summary[[#This Row],[Lighting]]*CSU_data_summary[[#This Row],[Area]]","v":5429255.1351615898},{"$f":"CSU_data_summary[[#This Row],[Equipment]]*CSU_data_summary[[#This Row],[Area]]","v":4291218.8157703169}]
[null,"Title 24-San Francisco-Administration","Title 24","San Francisco","Administration",182305,6.3893264164176546,1.5583194044617057,3.022446673912349,1.1184981303675503,6.4005396765506983,9.3177859029765919,27.806916204686548,5069339.8586953813,{"$f":"CSU_data_summary[[#This Row],[Heating]]*CSU_data_summary[[#This Row],[Area]]","v":1164806.1523450206},{"$f":"CSU_data_summary[[#This Row],[Cooling]]*CSU_data_summary[[#This Row],[Area]]","v":284089.41903039126},{"$f":"CSU_data_summary[[#This Row],[Ventilation]]*CSU_data_summary[[#This Row],[Area]]","v":551007.14088759082},{"$f":"CSU_data_summary[[#This Row],[Water Heating]]*CSU_data_summary[[#This Row],[Area]]","v":203907.80165665626},{"$f":"CSU_data_summary[[#This Row],[Lighting]]*CSU_data_summary[[#This Row],[Area]]","v":1166850.3857335751},{"$f":"CSU_data_summary[[#This Row],[Equipment]]*CSU_data_summary[[#This Row],[Area]]","v":1698678.9590421475}]
[null,"Title 24-San Francisco-Apartments","Title 24","San Francisco","Apartments",1173643,2.6897096477991562,0.8396610909473694,1.7173637579861829,10.112003745780056,4.6560668538965446,9.0630018400875123,29.07780693649682,34126964.566370934,{"$f":"CSU_data_summary[[#This Row],[Heating]]*CSU_data_summary[[#This Row],[Area]]","v":3156758.9001719453},{"$f":"CSU_data_summary[[#This Row],[Cooling]]*CSU_data_summary[[#This Row],[Area]]","v":985462.36176274344},{"$f":"CSU_data_summary[[#This Row],[Ventilation]]*CSU_data_summary[[#This Row],[Area]]","v":2015571.9530141777},{"$f":"CSU_data_summary[[#This Row],[Water Heating]]*CSU_data_summary[[#This Row],[Area]]","v":11867882.412208542},{"$f":"CSU_data_summary[[#This Row],[Lighting]]*CSU_data_summary[[#This Row],[Area]]","v":5464560.2706077024},{"$f":"CSU_data_summary[[#This Row],[Equipment]]*CSU_data_summary[[#This Row],[Area]]","v":10636728.668605829}]
[null,"Title 24-San Francisco-Classroom","Title 24","San Francisco","Classroom",193200,9.7390123589688411,1.1814924528703541,2.6610727111701449,3.5849586044352808,6.3564688556552289,5.8990962348111955,29.422101217911049,5684349.9553004149,{"$f":"CSU_data_summary[[#This Row],[Heating]]*CSU_data_summary[[#This Row],[Area]]","v":1881577.18775278},{"$f":"CSU_data_summary[[#This Row],[Cooling]]*CSU_data_summary[[#This Row],[Area]]","v":228264.3418945524},{"$f":"CSU_data_summary[[#This Row],[Ventilation]]*CSU_data_summary[[#This Row],[Area]]","v":514119.247798072},{"$f":"CSU_data_summary[[#This Row],[Water Heating]]*CSU_data_summary[[#This Row],[Area]]","v":692614.00237689621},{"$f":"CSU_data_summary[[#This Row],[Lighting]]*CSU_data_summary[[#This Row],[Area]]","v":1228069.7829125903},{"$f":"CSU_data_summary[[#This Row],[Equipment]]*CSU_data_summary[[#This Row],[Area]]","v":1139705.392565523}]
[null,"Title 24-San Francisco-Education","Title 24","San Francisco","Education",170925,9.7390123589688411,1.1814924528703541,2.6610727111701449,3.5849586044352808,6.3564688556552289,5.8990962348111955,29.422101217911049,5028972.6506714458,{"$f":"CSU_data_summary[[#This Row],[Heating]]*CSU_data_summary[[#This Row],[Area]]","v":1664640.6874567491},{"$f":"CSU_data_summary[[#This Row],[Cooling]]*CSU_data_summary[[#This Row],[Area]]","v":201946.59750686528},{"$f":"CSU_data_summary[[#This Row],[Ventilation]]*CSU_data_summary[[#This Row],[Area]]","v":454843.85315675702},{"$f":"CSU_data_summary[[#This Row],[Water Heating]]*CSU_data_summary[[#This Row],[Area]]","v":612759.04946310038},{"$f":"CSU_data_summary[[#This Row],[Lighting]]*CSU_data_summary[[#This Row],[Area]]","v":1086479.4391528701},{"$f":"CSU_data_summary[[#This Row],[Equipment]]*CSU_data_summary[[#This Row],[Area]]","v":1008303.0239351036}]
[null,"Title 24-San Francisco-Humanities","Title 24","San Francisco","Humanities",132964,9.7390123589688393,1.1814924528703539,2.6610727111701444,3.5849586044352804,6.3564688556552289,5.8990962348111955,29.422101217911042,3912080.2663383237,{"$f":"CSU_data_summary[[#This Row],[Heating]]*CSU_data_summary[[#This Row],[Area]]","v":1294938.0392979328},{"$f":"CSU_data_summary[[#This Row],[Cooling]]*CSU_data_summary[[#This Row],[Area]]","v":157095.96250345375},{"$f":"CSU_data_summary[[#This Row],[Ventilation]]*CSU_data_summary[[#This Row],[Area]]","v":353826.87196802709},{"$f":"CSU_data_summary[[#This Row],[Water Heating]]*CSU_data_summary[[#This Row],[Area]]","v":476670.4358801326},{"$f":"CSU_data_summary[[#This Row],[Lighting]]*CSU_data_summary[[#This Row],[Area]]","v":845181.52492334181},{"$f":"CSU_data_summary[[#This Row],[Equipment]]*CSU_data_summary[[#This Row],[Area]]","v":784367.43176543585}]
[null,"Title 24-San Francisco-Industrial Arts","Title 24","San Francisco","Industrial Arts",174558,9.7390123589688411,1.1814924528703541,2.6610727111701449,3.5849586044352808,6.3564688556552289,5.8990962348111955,29.422101217911049,5135863.144396117,{"$f":"CSU_data_summary[[#This Row],[Heating]]*CSU_data_summary[[#This Row],[Area]]","v":1700022.5193568829},{"$f":"CSU_data_summary[[#This Row],[Cooling]]*CSU_data_summary[[#This Row],[Area]]","v":206238.95958814328},{"$f":"CSU_data_summary[[#This Row],[Ventilation]]*CSU_data_summary[[#This Row],[Area]]","v":464511.53031643818},{"$f":"CSU_data_summary[[#This Row],[Water Heating]]*CSU_data_summary[[#This Row],[Area]]","v":625783.20407301374},{"$f":"CSU_data_summary[[#This Row],[Lighting]]*CSU_data_summary[[#This Row],[Area]]","v":1109572.4905054655},{"$f":"CSU_data_summary[[#This Row],[Equipment]]*CSU_data_summary[[#This Row],[Area]]","v":1029734.4405561726}]
[null,"Title 24-San Francisco-Library","Title 24","San Francisco","Library",352252,9.7390123589688411,1.1814924528703541,2.6610727111701449,3.5849586044352808,6.3564688556552289,5.8990962348111955,29.422101217911049,10363993.998211604,{"$f":"CSU_data_summary[[#This Row],[Heating]]*CSU_data_summary[[#This Row],[Area]]","v":3430586.5814714921},{"$f":"CSU_data_summary[[#This Row],[Cooling]]*CSU_data_summary[[#This Row],[Area]]","v":416183.07950848795},{"$f":"CSU_data_summary[[#This Row],[Ventilation]]*CSU_data_summary[[#This Row],[Area]]","v":937368.18465510593},{"$f":"CSU_data_summary[[#This Row],[Water Heating]]*CSU_data_summary[[#This Row],[Area]]","v":1262808.8383295366},{"$f":"CSU_data_summary[[#This Row],[Lighting]]*CSU_data_summary[[#This Row],[Area]]","v":2239078.8673422658},{"$f":"CSU_data_summary[[#This Row],[Equipment]]*CSU_data_summary[[#This Row],[Area]]","v":2077968.4469047133}]
[null,"Title 24-San Francisco-Residence Hall","Title 24","San Francisco","Residence Hall",353253,2.6897096477991544,0.83966109094736896,1.717363757986182,10.112003745780054,4.6560668538965437,9.0630018400875123,29.077806936496817,10271822.53373831,{"$f":"CSU_data_summary[[#This Row],[Heating]]*CSU_data_summary[[#This Row],[Area]]","v":950148.00221399474},{"$f":"CSU_data_summary[[#This Row],[Cooling]]*CSU_data_summary[[#This Row],[Area]]","v":296612.79936043092},{"$f":"CSU_data_summary[[#This Row],[Ventilation]]*CSU_data_summary[[#This Row],[Area]]","v":606663.89959989279},{"$f":"CSU_data_summary[[#This Row],[Water Heating]]*CSU_data_summary[[#This Row],[Area]]","v":3572095.6592080416},{"$f":"CSU_data_summary[[#This Row],[Lighting]]*CSU_data_summary[[#This Row],[Area]]","v":1644769.5843395158},{"$f":"CSU_data_summary[[#This Row],[Equipment]]*CSU_data_summary[[#This Row],[Area]]","v":3201532.5890164338}]
[null,"Title 24-San Francisco-Science","Title 24","San Francisco","Science",521890,8.2655980514629999,2.131348396180476,4.8056055151633954,13.276607696788172,12.804731632177518,71.942986462819405,113.22687775459197,59091975.231344,{"$f":"CSU_data_summary[[#This Row],[Heating]]*CSU_data_summary[[#This Row],[Area]]","v":4313732.9670780255},{"$f":"CSU_data_summary[[#This Row],[Cooling]]*CSU_data_summary[[#This Row],[Area]]","v":1112329.4144826287},{"$f":"CSU_data_summary[[#This Row],[Ventilation]]*CSU_data_summary[[#This Row],[Area]]","v":2507997.4623086243},{"$f":"CSU_data_summary[[#This Row],[Water Heating]]*CSU_data_summary[[#This Row],[Area]]","v":6928928.7908767797},{"$f":"CSU_data_summary[[#This Row],[Lighting]]*CSU_data_summary[[#This Row],[Area]]","v":6682661.3915171251},{"$f":"CSU_data_summary[[#This Row],[Equipment]]*CSU_data_summary[[#This Row],[Area]]","v":37546325.205080822}]
[null,"Title 24-San Francisco-University Union","Title 24","San Francisco","University Union",140000,9.8844976766656014,1.3607226397587788,2.7379676821386472,3.8778964431487659,6.8575699114294579,5.918925816155312,30.637580169296562,4289261.223701519,{"$f":"CSU_data_summary[[#This Row],[Heating]]*CSU_data_summary[[#This Row],[Area]]","v":1383829.6747331843},{"$f":"CSU_data_summary[[#This Row],[Cooling]]*CSU_data_summary[[#This Row],[Area]]","v":190501.16956622904},{"$f":"CSU_data_summary[[#This Row],[Ventilation]]*CSU_data_summary[[#This Row],[Area]]","v":383315.47549941059},{"$f":"CSU_data_summary[[#This Row],[Water Heating]]*CSU_data_summary[[#This Row],[Area]]","v":542905.50204082718},{"$f":"CSU_data_summary[[#This Row],[Lighting]]*CSU_data_summary[[#This Row],[Area]]","v":960059.78760012414},{"$f":"CSU_data_summary[[#This Row],[Equipment]]*CSU_data_summary[[#This Row],[Area]]","v":828649.61426174373}]
[null,"Title 24-San Jose-Apartments","Title 24","San Jose","Apartments",959825,4.3371657133426895,3.6996299297406652,2.9807512901904163,15.346484257235737,7.0916502424132561,13.782122728721347,47.237804161644114,45340025.37945006,{"$f":"CSU_data_summary[[#This Row],[Heating]]*CSU_data_summary[[#This Row],[Area]]","v":4162920.0808091471},{"$f":"CSU_data_summary[[#This Row],[Cooling]]*CSU_data_summary[[#This Row],[Area]]","v":3550997.297313334},{"$f":"CSU_data_summary[[#This Row],[Ventilation]]*CSU_data_summary[[#This Row],[Area]]","v":2860999.6071070163},{"$f":"CSU_data_summary[[#This Row],[Water Heating]]*CSU_data_summary[[#This Row],[Area]]","v":14729939.252201291},{"$f":"CSU_data_summary[[#This Row],[Lighting]]*CSU_data_summary[[#This Row],[Area]]","v":6806743.1939243032},{"$f":"CSU_data_summary[[#This Row],[Equipment]]*CSU_data_summary[[#This Row],[Area]]","v":13228425.948094968}]
[null,"Title 24-San Jose-Classroom","Title 24","San Jose","Classroom",331138,12.073683569008439,4.7314161819428069,3.9383406399133158,5.098768890077757,9.2247331972756719,9.2427090588009531,44.309651537018951,14672609.390665382,{"$f":"CSU_data_summary[[#This Row],[Heating]]*CSU_data_summary[[#This Row],[Area]]","v":3998055.4296743167},{"$f":"CSU_data_summary[[#This Row],[Cooling]]*CSU_data_summary[[#This Row],[Area]]","v":1566751.6916561772},{"$f":"CSU_data_summary[[#This Row],[Ventilation]]*CSU_data_summary[[#This Row],[Area]]","v":1304134.2428196156},{"$f":"CSU_data_summary[[#This Row],[Water Heating]]*CSU_data_summary[[#This Row],[Area]]","v":1688396.1327225682},{"$f":"CSU_data_summary[[#This Row],[Lighting]]*CSU_data_summary[[#This Row],[Area]]","v":3054659.7014794713},{"$f":"CSU_data_summary[[#This Row],[Equipment]]*CSU_data_summary[[#This Row],[Area]]","v":3060612.1923132301}]
[null,"Title 24-San Jose-Engineering","Title 24","San Jose","Engineering",372000,12.073683569008439,4.7314161819428069,3.9383406399133158,5.098768890077757,9.2247331972756719,9.2427090588009531,44.309651537018951,16483190.371771049,{"$f":"CSU_data_summary[[#This Row],[Heating]]*CSU_data_summary[[#This Row],[Area]]","v":4491410.2876711395},{"$f":"CSU_data_summary[[#This Row],[Cooling]]*CSU_data_summary[[#This Row],[Area]]","v":1760086.8196827241},{"$f":"CSU_data_summary[[#This Row],[Ventilation]]*CSU_data_summary[[#This Row],[Area]]","v":1465062.7180477534},{"$f":"CSU_data_summary[[#This Row],[Water Heating]]*CSU_data_summary[[#This Row],[Area]]","v":1896742.0271089256},{"$f":"CSU_data_summary[[#This Row],[Lighting]]*CSU_data_summary[[#This Row],[Area]]","v":3431600.7493865499},{"$f":"CSU_data_summary[[#This Row],[Equipment]]*CSU_data_summary[[#This Row],[Area]]","v":3438287.7698739544}]
[null,"Title 24-San Jose-Industrial Arts","Title 24","San Jose","Industrial Arts",109802,12.073683569008439,4.7314161819428069,3.9383406399133158,5.098768890077757,9.2247331972756719,9.2427090588009531,44.309651537018951,4865288.3580677547,{"$f":"CSU_data_summary[[#This Row],[Heating]]*CSU_data_summary[[#This Row],[Area]]","v":1325714.6032442646},{"$f":"CSU_data_summary[[#This Row],[Cooling]]*CSU_data_summary[[#This Row],[Area]]","v":519518.95960968407},{"$f":"CSU_data_summary[[#This Row],[Ventilation]]*CSU_data_summary[[#This Row],[Area]]","v":432437.67894376192},{"$f":"CSU_data_summary[[#This Row],[Water Heating]]*CSU_data_summary[[#This Row],[Area]]","v":559855.02166831784},{"$f":"CSU_data_summary[[#This Row],[Lighting]]*CSU_data_summary[[#This Row],[Area]]","v":1012894.1545272634},{"$f":"CSU_data_summary[[#This Row],[Equipment]]*CSU_data_summary[[#This Row],[Area]]","v":1014867.9400744622}]
[null,"Title 24-San Jose-Library","Title 24","San Jose","Library",499221,12.073683569008439,4.7314161819428069,3.9383406399133158,5.098768890077757,9.2247331972756719,9.2427090588009531,44.309651537018951,22120308.549962137,{"$f":"CSU_data_summary[[#This Row],[Heating]]*CSU_data_summary[[#This Row],[Area]]","v":6027436.3850039626},{"$f":"CSU_data_summary[[#This Row],[Cooling]]*CSU_data_summary[[#This Row],[Area]]","v":2362022.3177656699},{"$f":"CSU_data_summary[[#This Row],[Ventilation]]*CSU_data_summary[[#This Row],[Area]]","v":1966102.3525981654},{"$f":"CSU_data_summary[[#This Row],[Water Heating]]*CSU_data_summary[[#This Row],[Area]]","v":2545412.5040735081},{"$f":"CSU_data_summary[[#This Row],[Lighting]]*CSU_data_summary[[#This Row],[Area]]","v":4605180.531477158},{"$f":"CSU_data_summary[[#This Row],[Equipment]]*CSU_data_summary[[#This Row],[Area]]","v":4614154.4590436704}]
[null,"Title 24-San Jose-Residence Hall","Title 24","San Jose","Residence Hall",244996,4.3371657133426913,3.6996299297406656,2.9807512901904163,15.346484257235741,7.091650242413257,13.782122728721347,47.237804161644121,11573073.068386164,{"$f":"CSU_data_summary[[#This Row],[Heating]]*CSU_data_summary[[#This Row],[Area]]","v":1062588.251106106},{"$f":"CSU_data_summary[[#This Row],[Cooling]]*CSU_data_summary[[#This Row],[Area]]","v":906394.53426674416},{"$f":"CSU_data_summary[[#This Row],[Ventilation]]*CSU_data_summary[[#This Row],[Area]]","v":730272.14309149119},{"$f":"CSU_data_summary[[#This Row],[Water Heating]]*CSU_data_summary[[#This Row],[Area]]","v":3759827.2570857275},{"$f":"CSU_data_summary[[#This Row],[Lighting]]*CSU_data_summary[[#This Row],[Area]]","v":1737425.9427902782},{"$f":"CSU_data_summary[[#This Row],[Equipment]]*CSU_data_summary[[#This Row],[Area]]","v":3376564.9400458154}]
[null,"Title 24-San Jose-Science","Title 24","San Jose","Science",425686,10.1885001087332,8.4864439133268998,7.071568501395304,18.7749766060595,18.490133558765923,107.75220154480648,170.76382423308729,72691769.282485992,{"$f":"CSU_data_summary[[#This Row],[Heating]]*CSU_data_summary[[#This Row],[Area]]","v":4337101.8572862009},{"$f":"CSU_data_summary[[#This Row],[Cooling]]*CSU_data_summary[[#This Row],[Area]]","v":3612560.3636884745},{"$f":"CSU_data_summary[[#This Row],[Ventilation]]*CSU_data_summary[[#This Row],[Area]]","v":3010267.7090849616},{"$f":"CSU_data_summary[[#This Row],[Water Heating]]*CSU_data_summary[[#This Row],[Area]]","v":7992244.6915270444},{"$f":"CSU_data_summary[[#This Row],[Lighting]]*CSU_data_summary[[#This Row],[Area]]","v":7870990.9940968305},{"$f":"CSU_data_summary[[#This Row],[Equipment]]*CSU_data_summary[[#This Row],[Area]]","v":45868603.666802496}]
[null,"Title 24-San Jose-Social Science","Title 24","San Jose","Social Science",130636,12.073683569008439,4.7314161819428078,3.9383406399133167,5.098768890077757,9.2247331972756736,9.2427090588009531,44.309651537018951,5788435.6381900078,{"$f":"CSU_data_summary[[#This Row],[Heating]]*CSU_data_summary[[#This Row],[Area]]","v":1577257.7267209864},{"$f":"CSU_data_summary[[#This Row],[Cooling]]*CSU_data_summary[[#This Row],[Area]]","v":618093.2843442806},{"$f":"CSU_data_summary[[#This Row],[Ventilation]]*CSU_data_summary[[#This Row],[Area]]","v":514489.06783571607},{"$f":"CSU_data_summary[[#This Row],[Water Heating]]*CSU_data_summary[[#This Row],[Area]]","v":666082.77272419783},{"$f":"CSU_data_summary[[#This Row],[Lighting]]*CSU_data_summary[[#This Row],[Area]]","v":1205082.245959305},{"$f":"CSU_data_summary[[#This Row],[Equipment]]*CSU_data_summary[[#This Row],[Area]]","v":1207430.5406055213}]
[null,"Title 24-San Jose-Student Services","Title 24","San Jose","Student Services",106816,8.6750788917912693,5.7855589932763438,4.715866624332171,1.6440800551202683,9.5656079177735478,14.193709003117352,44.579901485410957,4761846.7570656566,{"$f":"CSU_data_summary[[#This Row],[Heating]]*CSU_data_summary[[#This Row],[Area]]","v":926637.22690557619},{"$f":"CSU_data_summary[[#This Row],[Cooling]]*CSU_data_summary[[#This Row],[Area]]","v":617990.26942580589},{"$f":"CSU_data_summary[[#This Row],[Ventilation]]*CSU_data_summary[[#This Row],[Area]]","v":503730.00934466516},{"$f":"CSU_data_summary[[#This Row],[Water Heating]]*CSU_data_summary[[#This Row],[Area]]","v":175614.05516772659},{"$f":"CSU_data_summary[[#This Row],[Lighting]]*CSU_data_summary[[#This Row],[Area]]","v":1021759.9753448992},{"$f":"CSU_data_summary[[#This Row],[Equipment]]*CSU_data_summary[[#This Row],[Area]]","v":1516115.2208769831}]
[null,"Title 24-San Jose-University Union","Title 24","San Jose","University Union",227552,13.720230923574224,5.4584229465086116,4.3315923431510379,5.6845597013945675,10.206440081739386,9.1932332814251456,48.594479277792971,11057770.948620345,{"$f":"CSU_data_summary[[#This Row],[Heating]]*CSU_data_summary[[#This Row],[Area]]","v":3122065.987121162},{"$f":"CSU_data_summary[[#This Row],[Cooling]]*CSU_data_summary[[#This Row],[Area]]","v":1242075.0583239277},{"$f":"CSU_data_summary[[#This Row],[Ventilation]]*CSU_data_summary[[#This Row],[Area]]","v":985662.50086870498},{"$f":"CSU_data_summary[[#This Row],[Water Heating]]*CSU_data_summary[[#This Row],[Area]]","v":1293532.9291717366},{"$f":"CSU_data_summary[[#This Row],[Lighting]]*CSU_data_summary[[#This Row],[Area]]","v":2322495.8534799605},{"$f":"CSU_data_summary[[#This Row],[Equipment]]*CSU_data_summary[[#This Row],[Area]]","v":2091938.6196548548}]
[null,"Title 24-San Luis Obispo-Administration","Title 24","San Luis Obispo","Administration",152728,11.121089738998659,2.4489666356323081,4.6547818964550034,1.7061205079614532,9.7406137196909555,14.380787260702776,44.05235975944116,6728028.801339929,{"$f":"CSU_data_summary[[#This Row],[Heating]]*CSU_data_summary[[#This Row],[Area]]","v":1698501.7936577871},{"$f":"CSU_data_summary[[#This Row],[Cooling]]*CSU_data_summary[[#This Row],[Area]]","v":374025.77632685116},{"$f":"CSU_data_summary[[#This Row],[Ventilation]]*CSU_data_summary[[#This Row],[Area]]","v":710915.52948177978},{"$f":"CSU_data_summary[[#This Row],[Water Heating]]*CSU_data_summary[[#This Row],[Area]]","v":260572.37293993682},{"$f":"CSU_data_summary[[#This Row],[Lighting]]*CSU_data_summary[[#This Row],[Area]]","v":1487664.4521809602},{"$f":"CSU_data_summary[[#This Row],[Equipment]]*CSU_data_summary[[#This Row],[Area]]","v":2196348.8767526136}]
[null,"Title 24-San Luis Obispo-Apartments","Title 24","San Luis Obispo","Apartments",1064946,4.5448847031491448,1.0571653293356649,2.6046642537735143,15.42171765960096,7.0978436185925142,14.12659131631205,44.852866880763848,47765881.173201934,{"$f":"CSU_data_summary[[#This Row],[Heating]]*CSU_data_summary[[#This Row],[Area]]","v":4840056.7850798694},{"$f":"CSU_data_summary[[#This Row],[Cooling]]*CSU_data_summary[[#This Row],[Area]]","v":1125823.988814699},{"$f":"CSU_data_summary[[#This Row],[Ventilation]]*CSU_data_summary[[#This Row],[Area]]","v":2773826.7783990889},{"$f":"CSU_data_summary[[#This Row],[Water Heating]]*CSU_data_summary[[#This Row],[Area]]","v":16423296.534721404},{"$f":"CSU_data_summary[[#This Row],[Lighting]]*CSU_data_summary[[#This Row],[Area]]","v":7558820.1702456232},{"$f":"CSU_data_summary[[#This Row],[Equipment]]*CSU_data_summary[[#This Row],[Area]]","v":15044056.915941251}]
[null,"Title 24-San Luis Obispo-Classroom","Title 24","San Luis Obispo","Classroom",266216,15.892479989171342,1.884785380066591,4.2214935150292288,5.7454644937058541,10.089243676251529,9.1597937140173791,46.993260768241925,12510357.908678291,{"$f":"CSU_data_summary[[#This Row],[Heating]]*CSU_data_summary[[#This Row],[Area]]","v":4230832.4527972378},{"$f":"CSU_data_summary[[#This Row],[Cooling]]*CSU_data_summary[[#This Row],[Area]]","v":501760.02473980759},{"$f":"CSU_data_summary[[#This Row],[Ventilation]]*CSU_data_summary[[#This Row],[Area]]","v":1123829.1175970212},{"$f":"CSU_data_summary[[#This Row],[Water Heating]]*CSU_data_summary[[#This Row],[Area]]","v":1529534.5756563977},{"$f":"CSU_data_summary[[#This Row],[Lighting]]*CSU_data_summary[[#This Row],[Area]]","v":2685918.0945169772},{"$f":"CSU_data_summary[[#This Row],[Equipment]]*CSU_data_summary[[#This Row],[Area]]","v":2438483.6433708505}]
[null,"Title 24-San Luis Obispo-Engineering","Title 24","San Luis Obispo","Engineering",518574,15.89247998917134,1.8847853800665908,4.2214935150292279,5.7454644937058523,10.089243676251529,9.1597937140173791,46.993260768241925,24369483.209630288,{"$f":"CSU_data_summary[[#This Row],[Heating]]*CSU_data_summary[[#This Row],[Area]]","v":8241426.917904539},{"$f":"CSU_data_summary[[#This Row],[Cooling]]*CSU_data_summary[[#This Row],[Area]]","v":977400.6936826522},{"$f":"CSU_data_summary[[#This Row],[Ventilation]]*CSU_data_summary[[#This Row],[Area]]","v":2189156.7780627669},{"$f":"CSU_data_summary[[#This Row],[Water Heating]]*CSU_data_summary[[#This Row],[Area]]","v":2979448.5043590185},{"$f":"CSU_data_summary[[#This Row],[Lighting]]*CSU_data_summary[[#This Row],[Area]]","v":5232019.4501684606},{"$f":"CSU_data_summary[[#This Row],[Equipment]]*CSU_data_summary[[#This Row],[Area]]","v":4750030.8654528484}]
[null,"Title 24-San Luis Obispo-Food Service","Title 24","San Luis Obispo","Food Service",94200,6.8417660602339154,4.5318939546595445,8.1439264403612324,39.684230972851879,22.118520127556764,186.76490860644219,268.08524616210553,25253630.188470341,{"$f":"CSU_data_summary[[#This Row],[Heating]]*CSU_data_summary[[#This Row],[Area]]","v":644494.36287403479},{"$f":"CSU_data_summary[[#This Row],[Cooling]]*CSU_data_summary[[#This Row],[Area]]","v":426904.41052892909},{"$f":"CSU_data_summary[[#This Row],[Ventilation]]*CSU_data_summary[[#This Row],[Area]]","v":767157.87068202812},{"$f":"CSU_data_summary[[#This Row],[Water Heating]]*CSU_data_summary[[#This Row],[Area]]","v":3738254.5576426471},{"$f":"CSU_data_summary[[#This Row],[Lighting]]*CSU_data_summary[[#This Row],[Area]]","v":2083564.5960158471},{"$f":"CSU_data_summary[[#This Row],[Equipment]]*CSU_data_summary[[#This Row],[Area]]","v":17593254.390726853}]
[null,"Title 24-San Luis Obispo-Library","Title 24","San Luis Obispo","Library",208433,15.892479989171342,1.884785380066591,4.2214935150292288,5.7454644937058541,10.089243676251529,9.1597937140173791,46.993260768241925,9794946.3217069693,{"$f":"CSU_data_summary[[#This Row],[Heating]]*CSU_data_summary[[#This Row],[Area]]","v":3312517.2815829501},{"$f":"CSU_data_summary[[#This Row],[Cooling]]*CSU_data_summary[[#This Row],[Area]]","v":392851.47112341976},{"$f":"CSU_data_summary[[#This Row],[Ventilation]]*CSU_data_summary[[#This Row],[Area]]","v":879898.55781808728},{"$f":"CSU_data_summary[[#This Row],[Water Heating]]*CSU_data_summary[[#This Row],[Area]]","v":1197544.4008165924},{"$f":"CSU_data_summary[[#This Row],[Lighting]]*CSU_data_summary[[#This Row],[Area]]","v":2102931.327172135},{"$f":"CSU_data_summary[[#This Row],[Equipment]]*CSU_data_summary[[#This Row],[Area]]","v":1909203.2831937843}]
[null,"Title 24-San Luis Obispo-Performing Arts","Title 24","San Luis Obispo","Performing Arts",101030,15.89247998917134,1.8847853800665908,4.2214935150292279,5.7454644937058523,10.089243676251529,9.1597937140173791,46.993260768241925,4747729.1354154814,{"$f":"CSU_data_summary[[#This Row],[Heating]]*CSU_data_summary[[#This Row],[Area]]","v":1605617.2533059805},{"$f":"CSU_data_summary[[#This Row],[Cooling]]*CSU_data_summary[[#This Row],[Area]]","v":190419.86694812766},{"$f":"CSU_data_summary[[#This Row],[Ventilation]]*CSU_data_summary[[#This Row],[Area]]","v":426497.4898234029},{"$f":"CSU_data_summary[[#This Row],[Water Heating]]*CSU_data_summary[[#This Row],[Area]]","v":580464.27779910224},{"$f":"CSU_data_summary[[#This Row],[Lighting]]*CSU_data_summary[[#This Row],[Area]]","v":1019316.288611692},{"$f":"CSU_data_summary[[#This Row],[Equipment]]*CSU_data_summary[[#This Row],[Area]]","v":925413.95892717585}]
[null,"Title 24-San Luis Obispo-Residence Hall","Title 24","San Luis Obispo","Residence Hall",521680,4.5448847031491386,1.0571653293356633,2.6046642537735107,15.421717659600938,7.0978436185925071,14.126591316312046,44.852866880763806,23398843.594356861,{"$f":"CSU_data_summary[[#This Row],[Heating]]*CSU_data_summary[[#This Row],[Area]]","v":2370975.4519388424},{"$f":"CSU_data_summary[[#This Row],[Cooling]]*CSU_data_summary[[#This Row],[Area]]","v":551502.00900782889},{"$f":"CSU_data_summary[[#This Row],[Ventilation]]*CSU_data_summary[[#This Row],[Area]]","v":1358801.247908565},{"$f":"CSU_data_summary[[#This Row],[Water Heating]]*CSU_data_summary[[#This Row],[Area]]","v":8045201.6686606174},{"$f":"CSU_data_summary[[#This Row],[Lighting]]*CSU_data_summary[[#This Row],[Area]]","v":3702803.0589473392},{"$f":"CSU_data_summary[[#This Row],[Equipment]]*CSU_data_summary[[#This Row],[Area]]","v":7369560.1578936679}]
[null,"Title 24-San Luis Obispo-Science","Title 24","San Luis Obispo","Science",379831,13.699624445017706,3.4533692887517473,7.7431045946046098,21.611541538182745,20.587488206405766,111.32345583493306,178.41858390789565,67768909.144319907,{"$f":"CSU_data_summary[[#This Row],[Heating]]*CSU_data_summary[[#This Row],[Area]]","v":5203542.0525755202},{"$f":"CSU_data_summary[[#This Row],[Cooling]]*CSU_data_summary[[#This Row],[Area]]","v":1311696.710315865},{"$f":"CSU_data_summary[[#This Row],[Ventilation]]*CSU_data_summary[[#This Row],[Area]]","v":2941071.1612732634},{"$f":"CSU_data_summary[[#This Row],[Water Heating]]*CSU_data_summary[[#This Row],[Area]]","v":8208733.4339894904},{"$f":"CSU_data_summary[[#This Row],[Lighting]]*CSU_data_summary[[#This Row],[Area]]","v":7819766.2329273084},{"$f":"CSU_data_summary[[#This Row],[Equipment]]*CSU_data_summary[[#This Row],[Area]]","v":42284099.553238459}]
[null,"Title 24-San Luis Obispo-University Union","Title 24","San Luis Obispo","University Union",115276,16.465884976860838,1.9893536717221694,4.1860028961183966,5.9389700804854373,10.488061788845348,9.1851715590028675,48.253444973035059,5562464.1227115896,{"$f":"CSU_data_summary[[#This Row],[Heating]]*CSU_data_summary[[#This Row],[Area]]","v":1898121.35659261},{"$f":"CSU_data_summary[[#This Row],[Cooling]]*CSU_data_summary[[#This Row],[Area]]","v":229324.73386144481},{"$f":"CSU_data_summary[[#This Row],[Ventilation]]*CSU_data_summary[[#This Row],[Area]]","v":482545.66985294427},{"$f":"CSU_data_summary[[#This Row],[Water Heating]]*CSU_data_summary[[#This Row],[Area]]","v":684620.7149980393},{"$f":"CSU_data_summary[[#This Row],[Lighting]]*CSU_data_summary[[#This Row],[Area]]","v":1209021.8107709363},{"$f":"CSU_data_summary[[#This Row],[Equipment]]*CSU_data_summary[[#This Row],[Area]]","v":1058829.8366356145}]
[null,"Title 24-San Marcos-Administration","Title 24","San Marcos","Administration",172999,5.9673755206149046,9.7137567686625932,5.1993048097142101,1.6233782288392924,9.7107411165329047,13.782487778777,45.997044223140904,7957442.653559153,{"$f":"CSU_data_summary[[#This Row],[Heating]]*CSU_data_summary[[#This Row],[Area]]","v":1032349.9976908579},{"$f":"CSU_data_summary[[#This Row],[Cooling]]*CSU_data_summary[[#This Row],[Area]]","v":1680470.2072218601},{"$f":"CSU_data_summary[[#This Row],[Ventilation]]*CSU_data_summary[[#This Row],[Area]]","v":899474.53277574864},{"$f":"CSU_data_summary[[#This Row],[Water Heating]]*CSU_data_summary[[#This Row],[Area]]","v":280842.81021096872},{"$f":"CSU_data_summary[[#This Row],[Lighting]]*CSU_data_summary[[#This Row],[Area]]","v":1679948.5024190759},{"$f":"CSU_data_summary[[#This Row],[Equipment]]*CSU_data_summary[[#This Row],[Area]]","v":2384356.6032406422}]
[null,"Title 24-San Marcos-Apartments","Title 24","San Marcos","Apartments",189000,2.4391066001731745,6.6208538585573136,3.6776690809771466,15.095956429461575,7.5719085189941504,13.305823943096652,48.711318431260011,9206439.1835081428,{"$f":"CSU_data_summary[[#This Row],[Heating]]*CSU_data_summary[[#This Row],[Area]]","v":460991.14743272995},{"$f":"CSU_data_summary[[#This Row],[Cooling]]*CSU_data_summary[[#This Row],[Area]]","v":1251341.3792673324},{"$f":"CSU_data_summary[[#This Row],[Ventilation]]*CSU_data_summary[[#This Row],[Area]]","v":695079.45630468067},{"$f":"CSU_data_summary[[#This Row],[Water Heating]]*CSU_data_summary[[#This Row],[Area]]","v":2853135.7651682375},{"$f":"CSU_data_summary[[#This Row],[Lighting]]*CSU_data_summary[[#This Row],[Area]]","v":1431090.7100898945},{"$f":"CSU_data_summary[[#This Row],[Equipment]]*CSU_data_summary[[#This Row],[Area]]","v":2514800.7252452672}]
[null,"Title 24-San Marcos-Business Administration","Title 24","San Marcos","Business Administration",80200,3.5341169899898155,7.4959206949465136,2.7196053220099108,1.4103953509861782,9.3757415869084291,10.406601023696407,34.94238096853725,2802378.9536766876,{"$f":"CSU_data_summary[[#This Row],[Heating]]*CSU_data_summary[[#This Row],[Area]]","v":283436.18259718321},{"$f":"CSU_data_summary[[#This Row],[Cooling]]*CSU_data_summary[[#This Row],[Area]]","v":601172.8397347104},{"$f":"CSU_data_summary[[#This Row],[Ventilation]]*CSU_data_summary[[#This Row],[Area]]","v":218112.34682519484},{"$f":"CSU_data_summary[[#This Row],[Water Heating]]*CSU_data_summary[[#This Row],[Area]]","v":113113.7071490915},{"$f":"CSU_data_summary[[#This Row],[Lighting]]*CSU_data_summary[[#This Row],[Area]]","v":751934.47527005605},{"$f":"CSU_data_summary[[#This Row],[Equipment]]*CSU_data_summary[[#This Row],[Area]]","v":834609.40210045187}]
[null,"Title 24-San Marcos-Classroom","Title 24","San Marcos","Classroom",133706,7.0662155005693288,7.718797783865238,3.5914905876547585,4.2190883649884423,8.0694866966307686,8.9563548751605939,39.621433808869128,5297623.4288486559,{"$f":"CSU_data_summary[[#This Row],[Heating]]*CSU_data_summary[[#This Row],[Area]]","v":944795.40971912269},{"$f":"CSU_data_summary[[#This Row],[Cooling]]*CSU_data_summary[[#This Row],[Area]]","v":1032049.5764894855},{"$f":"CSU_data_summary[[#This Row],[Ventilation]]*CSU_data_summary[[#This Row],[Area]]","v":480203.84051296714},{"$f":"CSU_data_summary[[#This Row],[Water Heating]]*CSU_data_summary[[#This Row],[Area]]","v":564117.42892914463},{"$f":"CSU_data_summary[[#This Row],[Lighting]]*CSU_data_summary[[#This Row],[Area]]","v":1078938.7882597134},{"$f":"CSU_data_summary[[#This Row],[Equipment]]*CSU_data_summary[[#This Row],[Area]]","v":1197518.3849382224}]
[null,"Title 24-San Marcos-Food Sales-Vendor","Title 24","San Marcos","Food Sales-Vendor",26705,3.4282614407887246,8.4671197130392919,5.0340246976929128,4.335639907201438,18.190801234116371,73.444473970838374,112.9003209636771,3015003.0713349972,{"$f":"CSU_data_summary[[#This Row],[Heating]]*CSU_data_summary[[#This Row],[Area]]","v":91551.721776262886},{"$f":"CSU_data_summary[[#This Row],[Cooling]]*CSU_data_summary[[#This Row],[Area]]","v":226114.4319367143},{"$f":"CSU_data_summary[[#This Row],[Ventilation]]*CSU_data_summary[[#This Row],[Area]]","v":134433.62955188923},{"$f":"CSU_data_summary[[#This Row],[Water Heating]]*CSU_data_summary[[#This Row],[Area]]","v":115783.26372181441},{"$f":"CSU_data_summary[[#This Row],[Lighting]]*CSU_data_summary[[#This Row],[Area]]","v":485785.34695707768},{"$f":"CSU_data_summary[[#This Row],[Equipment]]*CSU_data_summary[[#This Row],[Area]]","v":1961334.6773912387}]
[null,"Title 24-San Marcos-Library","Title 24","San Marcos","Library",200530,7.0662155005693288,7.718797783865238,3.5914905876547585,4.2190883649884423,8.0694866966307686,8.9563548751605939,39.621433808869128,7945286.1216925262,{"$f":"CSU_data_summary[[#This Row],[Heating]]*CSU_data_summary[[#This Row],[Area]]","v":1416988.1943291675},{"$f":"CSU_data_summary[[#This Row],[Cooling]]*CSU_data_summary[[#This Row],[Area]]","v":1547850.5195984961},{"$f":"CSU_data_summary[[#This Row],[Ventilation]]*CSU_data_summary[[#This Row],[Area]]","v":720201.60754240875},{"$f":"CSU_data_summary[[#This Row],[Water Heating]]*CSU_data_summary[[#This Row],[Area]]","v":846053.78983113228},{"$f":"CSU_data_summary[[#This Row],[Lighting]]*CSU_data_summary[[#This Row],[Area]]","v":1618174.167275368},{"$f":"CSU_data_summary[[#This Row],[Equipment]]*CSU_data_summary[[#This Row],[Area]]","v":1796017.843115954}]
[null,"Title 24-San Marcos-Recreation Center","Title 24","San Marcos","Recreation Center",26000,8.7799730762350574,9.5908250629745559,4.4625288686171194,5.2423368984246945,10.02656597859869,8.9563548751605921,47.05858476001071,1223523.2037602784,{"$f":"CSU_data_summary[[#This Row],[Heating]]*CSU_data_summary[[#This Row],[Area]]","v":228279.29998211149},{"$f":"CSU_data_summary[[#This Row],[Cooling]]*CSU_data_summary[[#This Row],[Area]]","v":249361.45163733847},{"$f":"CSU_data_summary[[#This Row],[Ventilation]]*CSU_data_summary[[#This Row],[Area]]","v":116025.7505840451},{"$f":"CSU_data_summary[[#This Row],[Water Heating]]*CSU_data_summary[[#This Row],[Area]]","v":136300.75935904204},{"$f":"CSU_data_summary[[#This Row],[Lighting]]*CSU_data_summary[[#This Row],[Area]]","v":260690.71544356595},{"$f":"CSU_data_summary[[#This Row],[Equipment]]*CSU_data_summary[[#This Row],[Area]]","v":232865.22675417538}]
[null,"Title 24-San Marcos-Science","Title 24","San Marcos","Science",108789,5.6409572460008288,13.097238107898423,6.1006017283936824,14.696982049194231,15.451549311638715,102.53557636502458,157.52290480815046,17136759.291173879,{"$f":"CSU_data_summary[[#This Row],[Heating]]*CSU_data_summary[[#This Row],[Area]]","v":613674.09783518419},{"$f":"CSU_data_summary[[#This Row],[Cooling]]*CSU_data_summary[[#This Row],[Area]]","v":1424835.4365201616},{"$f":"CSU_data_summary[[#This Row],[Ventilation]]*CSU_data_summary[[#This Row],[Area]]","v":663678.36143022031},{"$f":"CSU_data_summary[[#This Row],[Water Heating]]*CSU_data_summary[[#This Row],[Area]]","v":1598869.9801497911},{"$f":"CSU_data_summary[[#This Row],[Lighting]]*CSU_data_summary[[#This Row],[Area]]","v":1680958.598063864},{"$f":"CSU_data_summary[[#This Row],[Equipment]]*CSU_data_summary[[#This Row],[Area]]","v":11154742.81717466}]
[null,"Title 24-San Marcos-Social Science","Title 24","San Marcos","Social Science",106509,7.0662155005693252,7.7187977838652344,3.5914905876547567,4.2190883649884405,8.0694866966307668,8.9563548751605921,39.621433808869114,4220039.2935488401,{"$f":"CSU_data_summary[[#This Row],[Heating]]*CSU_data_summary[[#This Row],[Area]]","v":752615.54675013828},{"$f":"CSU_data_summary[[#This Row],[Cooling]]*CSU_data_summary[[#This Row],[Area]]","v":822121.43316170224},{"$f":"CSU_data_summary[[#This Row],[Ventilation]]*CSU_data_summary[[#This Row],[Area]]","v":382526.07100052049},{"$f":"CSU_data_summary[[#This Row],[Water Heating]]*CSU_data_summary[[#This Row],[Area]]","v":449370.88266655384},{"$f":"CSU_data_summary[[#This Row],[Lighting]]*CSU_data_summary[[#This Row],[Area]]","v":859472.95857144636},{"$f":"CSU_data_summary[[#This Row],[Equipment]]*CSU_data_summary[[#This Row],[Area]]","v":953932.40139847947}]
[null,"Title 24-San Marcos-University Union","Title 24","San Marcos","University Union",89500,8.8112631225722815,9.7165504489648171,4.8800890047656882,5.5385281699118307,10.43204869608229,9.0519521711121271,48.430431613409034,4334523.6294001089,{"$f":"CSU_data_summary[[#This Row],[Heating]]*CSU_data_summary[[#This Row],[Area]]","v":788608.04947021918},{"$f":"CSU_data_summary[[#This Row],[Cooling]]*CSU_data_summary[[#This Row],[Area]]","v":869631.26518235111},{"$f":"CSU_data_summary[[#This Row],[Ventilation]]*CSU_data_summary[[#This Row],[Area]]","v":436767.96592652908},{"$f":"CSU_data_summary[[#This Row],[Water Heating]]*CSU_data_summary[[#This Row],[Area]]","v":495698.27120710886},{"$f":"CSU_data_summary[[#This Row],[Lighting]]*CSU_data_summary[[#This Row],[Area]]","v":933668.35829936503},{"$f":"CSU_data_summary[[#This Row],[Equipment]]*CSU_data_summary[[#This Row],[Area]]","v":810149.71931453538}]
[null,"Title 24-Sonoma-Administration","Title 24","Sonoma","Administration",116186,12.342322479266363,5.008805139737988,4.631637610546723,1.6580157173150885,9.5511790870015094,14.470682063760259,47.662642097627931,5537731.7347549992,{"$f":"CSU_data_summary[[#This Row],[Heating]]*CSU_data_summary[[#This Row],[Area]]","v":1434005.0795760415},{"$f":"CSU_data_summary[[#This Row],[Cooling]]*CSU_data_summary[[#This Row],[Area]]","v":581953.03396559786},{"$f":"CSU_data_summary[[#This Row],[Ventilation]]*CSU_data_summary[[#This Row],[Area]]","v":538131.44741898158},{"$f":"CSU_data_summary[[#This Row],[Water Heating]]*CSU_data_summary[[#This Row],[Area]]","v":192638.21413197086},{"$f":"CSU_data_summary[[#This Row],[Lighting]]*CSU_data_summary[[#This Row],[Area]]","v":1109713.2934023573},{"$f":"CSU_data_summary[[#This Row],[Equipment]]*CSU_data_summary[[#This Row],[Area]]","v":1681290.6662600494}]
[null,"Title 24-Sonoma-Classroom","Title 24","Sonoma","Classroom",203900,17.294386715580774,4.5274249972233473,4.0253882975993944,5.2997643335379943,9.439794460968157,9.3160682249702695,49.90282702987993,10175186.431392517,{"$f":"CSU_data_summary[[#This Row],[Heating]]*CSU_data_summary[[#This Row],[Area]]","v":3526325.45130692},{"$f":"CSU_data_summary[[#This Row],[Cooling]]*CSU_data_summary[[#This Row],[Area]]","v":923141.95693384053},{"$f":"CSU_data_summary[[#This Row],[Ventilation]]*CSU_data_summary[[#This Row],[Area]]","v":820776.67388051655},{"$f":"CSU_data_summary[[#This Row],[Water Heating]]*CSU_data_summary[[#This Row],[Area]]","v":1080621.9476083971},{"$f":"CSU_data_summary[[#This Row],[Lighting]]*CSU_data_summary[[#This Row],[Area]]","v":1924774.0905914071},{"$f":"CSU_data_summary[[#This Row],[Equipment]]*CSU_data_summary[[#This Row],[Area]]","v":1899546.311071438}]
[null,"Title 24-Sonoma-Food Sales-Vendor","Title 24","Sonoma","Food Sales-Vendor",28560,9.4716121264957955,5.606205125285765,6.3691293954698898,6.1478438022585387,23.408261020342177,79.683077700689196,130.68612917054136,3732395.8491106615,{"$f":"CSU_data_summary[[#This Row],[Heating]]*CSU_data_summary[[#This Row],[Area]]","v":270509.24233271991},{"$f":"CSU_data_summary[[#This Row],[Cooling]]*CSU_data_summary[[#This Row],[Area]]","v":160113.21837816146},{"$f":"CSU_data_summary[[#This Row],[Ventilation]]*CSU_data_summary[[#This Row],[Area]]","v":181902.33553462004},{"$f":"CSU_data_summary[[#This Row],[Water Heating]]*CSU_data_summary[[#This Row],[Area]]","v":175582.41899250387},{"$f":"CSU_data_summary[[#This Row],[Lighting]]*CSU_data_summary[[#This Row],[Area]]","v":668539.93474097259},{"$f":"CSU_data_summary[[#This Row],[Equipment]]*CSU_data_summary[[#This Row],[Area]]","v":2275748.6991316834}]
[null,"Title 24-Sonoma-Library","Title 24","Sonoma","Library",215500,17.294386715580774,4.5274249972233473,4.0253882975993944,5.2997643335379943,9.439794460968157,9.3160682249702695,49.90282702987993,10754059.224939125,{"$f":"CSU_data_summary[[#This Row],[Heating]]*CSU_data_summary[[#This Row],[Area]]","v":3726940.3372076568},{"$f":"CSU_data_summary[[#This Row],[Cooling]]*CSU_data_summary[[#This Row],[Area]]","v":975660.08690163132},{"$f":"CSU_data_summary[[#This Row],[Ventilation]]*CSU_data_summary[[#This Row],[Area]]","v":867471.17813266953},{"$f":"CSU_data_summary[[#This Row],[Water Heating]]*CSU_data_summary[[#This Row],[Area]]","v":1142099.2138774379},{"$f":"CSU_data_summary[[#This Row],[Lighting]]*CSU_data_summary[[#This Row],[Area]]","v":2034275.7063386377},{"$f":"CSU_data_summary[[#This Row],[Equipment]]*CSU_data_summary[[#This Row],[Area]]","v":2007612.7024810931}]
[null,"Title 24-Sonoma-Music","Title 24","Sonoma","Music",136154,17.294386715580774,4.5274249972233473,4.0253882975993944,5.2997643335379943,9.439794460968157,9.3160682249702695,49.90282702987993,6794469.5114262719,{"$f":"CSU_data_summary[[#This Row],[Heating]]*CSU_data_summary[[#This Row],[Area]]","v":2354699.9288731846},{"$f":"CSU_data_summary[[#This Row],[Cooling]]*CSU_data_summary[[#This Row],[Area]]","v":616427.02307194762},{"$f":"CSU_data_summary[[#This Row],[Ventilation]]*CSU_data_summary[[#This Row],[Area]]","v":548072.71827134793},{"$f":"CSU_data_summary[[#This Row],[Water Heating]]*CSU_data_summary[[#This Row],[Area]]","v":721584.11306853208},{"$f":"CSU_data_summary[[#This Row],[Lighting]]*CSU_data_summary[[#This Row],[Area]]","v":1285265.7750386584},{"$f":"CSU_data_summary[[#This Row],[Equipment]]*CSU_data_summary[[#This Row],[Area]]","v":1268419.9531026022}]
[null,"Title 24-Sonoma-Recreation Center","Title 24","Sonoma","Recreation Center",53442,19.159562299750604,5.0157014942657909,4.4595208339512746,5.8713365551689369,10.457863181052756,9.3160682249702695,54.280052589159638,2900834.5704698693,{"$f":"CSU_data_summary[[#This Row],[Heating]]*CSU_data_summary[[#This Row],[Area]]","v":1023925.3284232718},{"$f":"CSU_data_summary[[#This Row],[Cooling]]*CSU_data_summary[[#This Row],[Area]]","v":268049.11925655243},{"$f":"CSU_data_summary[[#This Row],[Ventilation]]*CSU_data_summary[[#This Row],[Area]]","v":238325.71240802403},{"$f":"CSU_data_summary[[#This Row],[Water Heating]]*CSU_data_summary[[#This Row],[Area]]","v":313775.96818133834},{"$f":"CSU_data_summary[[#This Row],[Lighting]]*CSU_data_summary[[#This Row],[Area]]","v":558889.12412182137},{"$f":"CSU_data_summary[[#This Row],[Equipment]]*CSU_data_summary[[#This Row],[Area]]","v":497869.31807886116}]
[null,"Title 24-Sonoma-Residence Hall","Title 24","Sonoma","Residence Hall",904585,7.484447577210922,3.3725058492563971,3.2121934554918865,16.61835283919509,7.6865824132901253,14.101677938453612,52.475760072898034,47468785.425542466,{"$f":"CSU_data_summary[[#This Row],[Heating]]*CSU_data_summary[[#This Row],[Area]]","v":6770319.0116313417},{"$f":"CSU_data_summary[[#This Row],[Cooling]]*CSU_data_summary[[#This Row],[Area]]","v":3050718.2036495982},{"$f":"CSU_data_summary[[#This Row],[Ventilation]]*CSU_data_summary[[#This Row],[Area]]","v":2905702.016936128},{"$f":"CSU_data_summary[[#This Row],[Water Heating]]*CSU_data_summary[[#This Row],[Area]]","v":15032712.703043291},{"$f":"CSU_data_summary[[#This Row],[Lighting]]*CSU_data_summary[[#This Row],[Area]]","v":6953167.1523260484},{"$f":"CSU_data_summary[[#This Row],[Equipment]]*CSU_data_summary[[#This Row],[Area]]","v":12756166.337956062}]
[null,"Title 24-Sonoma-Science","Title 24","Sonoma","Science",119791,16.787350583322439,9.3409788400298215,8.314129502205418,22.447974728996456,21.245267915380079,111.14821205363759,189.28391362357181,22674509.296881292,{"$f":"CSU_data_summary[[#This Row],[Heating]]*CSU_data_summary[[#This Row],[Area]]","v":2010973.5137267783},{"$f":"CSU_data_summary[[#This Row],[Cooling]]*CSU_data_summary[[#This Row],[Area]]","v":1118965.1962260124},{"$f":"CSU_data_summary[[#This Row],[Ventilation]]*CSU_data_summary[[#This Row],[Area]]","v":995957.88719868928},{"$f":"CSU_data_summary[[#This Row],[Water Heating]]*CSU_data_summary[[#This Row],[Area]]","v":2689065.3407612145},{"$f":"CSU_data_summary[[#This Row],[Lighting]]*CSU_data_summary[[#This Row],[Area]]","v":2544991.8888512952},{"$f":"CSU_data_summary[[#This Row],[Equipment]]*CSU_data_summary[[#This Row],[Area]]","v":13314555.470117301}]
[null,"Title 24-Sonoma-Theater Arts","Title 24","Sonoma","Theater Arts",20655,17.294386715580774,4.5274249972233473,4.0253882975993944,5.2997643335379943,9.439794460968157,9.3160682249702695,49.90282702987993,1030742.8923021699,{"$f":"CSU_data_summary[[#This Row],[Heating]]*CSU_data_summary[[#This Row],[Area]]","v":357215.55761032092},{"$f":"CSU_data_summary[[#This Row],[Cooling]]*CSU_data_summary[[#This Row],[Area]]","v":93513.963317648246},{"$f":"CSU_data_summary[[#This Row],[Ventilation]]*CSU_data_summary[[#This Row],[Area]]","v":83144.395286915489},{"$f":"CSU_data_summary[[#This Row],[Water Heating]]*CSU_data_summary[[#This Row],[Area]]","v":109466.63230922727},{"$f":"CSU_data_summary[[#This Row],[Lighting]]*CSU_data_summary[[#This Row],[Area]]","v":194978.95459129728},{"$f":"CSU_data_summary[[#This Row],[Equipment]]*CSU_data_summary[[#This Row],[Area]]","v":192423.38918676091}]
[null,"Title 24-Sonoma-University Union","Title 24","Sonoma","University Union",130065,19.666197827331008,4.6730238865759617,4.1814434408549621,5.5754936106198212,10.043159442232325,9.2266860509182766,53.36600425853235,6941049.3438860103,{"$f":"CSU_data_summary[[#This Row],[Heating]]*CSU_data_summary[[#This Row],[Area]]","v":2557884.0204118076},{"$f":"CSU_data_summary[[#This Row],[Cooling]]*CSU_data_summary[[#This Row],[Area]]","v":607796.85180750245},{"$f":"CSU_data_summary[[#This Row],[Ventilation]]*CSU_data_summary[[#This Row],[Area]]","v":543859.44113480067},{"$f":"CSU_data_summary[[#This Row],[Water Heating]]*CSU_data_summary[[#This Row],[Area]]","v":725176.57646526699},{"$f":"CSU_data_summary[[#This Row],[Lighting]]*CSU_data_summary[[#This Row],[Area]]","v":1306263.5328539473},{"$f":"CSU_data_summary[[#This Row],[Equipment]]*CSU_data_summary[[#This Row],[Area]]","v":1200068.9212126858}]
[null,"Title 24-Stanislaus-Apartments","Title 24","Stanislaus","Apartments",122341,6.983663031453939,5.6274837007620846,3.4841652799084053,15.12798804762563,7.6122157032550986,12.855972640110302,51.691488403115457,6323988.382725548,{"$f":"CSU_data_summary[[#This Row],[Heating]]*CSU_data_summary[[#This Row],[Area]]","v":854388.31893110636},{"$f":"CSU_data_summary[[#This Row],[Cooling]]*CSU_data_summary[[#This Row],[Area]]","v":688471.98343493417},{"$f":"CSU_data_summary[[#This Row],[Ventilation]]*CSU_data_summary[[#This Row],[Area]]","v":426256.26450927422},{"$f":"CSU_data_summary[[#This Row],[Water Heating]]*CSU_data_summary[[#This Row],[Area]]","v":1850773.1857345672},{"$f":"CSU_data_summary[[#This Row],[Lighting]]*CSU_data_summary[[#This Row],[Area]]","v":931286.08135193202},{"$f":"CSU_data_summary[[#This Row],[Equipment]]*CSU_data_summary[[#This Row],[Area]]","v":1572812.5487637345}]
[null,"Title 24-Stanislaus-Classroom","Title 24","Stanislaus","Classroom",375900,14.032513871208605,5.9997619646323157,3.477253012843224,4.3527912935323174,7.9952873493652419,8.4914383128989854,44.349045804480689,16670806.317904292,{"$f":"CSU_data_summary[[#This Row],[Heating]]*CSU_data_summary[[#This Row],[Area]]","v":5274821.9641873147},{"$f":"CSU_data_summary[[#This Row],[Cooling]]*CSU_data_summary[[#This Row],[Area]]","v":2255310.5225052875},{"$f":"CSU_data_summary[[#This Row],[Ventilation]]*CSU_data_summary[[#This Row],[Area]]","v":1307099.4075277678},{"$f":"CSU_data_summary[[#This Row],[Water Heating]]*CSU_data_summary[[#This Row],[Area]]","v":1636214.2472387981},{"$f":"CSU_data_summary[[#This Row],[Lighting]]*CSU_data_summary[[#This Row],[Area]]","v":3005428.5146263945},{"$f":"CSU_data_summary[[#This Row],[Equipment]]*CSU_data_summary[[#This Row],[Area]]","v":3191931.6618187288}]
[null,"Title 24-Stanislaus-Food Service","Title 24","Stanislaus","Food Service",33575,8.5009832368872722,20.300605307029596,9.43976407917574,42.307542592914224,23.410889475910018,167.66165946709665,271.62144415901349,9119689.9876388777,{"$f":"CSU_data_summary[[#This Row],[Heating]]*CSU_data_summary[[#This Row],[Area]]","v":285420.51217849017},{"$f":"CSU_data_summary[[#This Row],[Cooling]]*CSU_data_summary[[#This Row],[Area]]","v":681592.82318351872},{"$f":"CSU_data_summary[[#This Row],[Ventilation]]*CSU_data_summary[[#This Row],[Area]]","v":316940.0789583255},{"$f":"CSU_data_summary[[#This Row],[Water Heating]]*CSU_data_summary[[#This Row],[Area]]","v":1420475.7425570951},{"$f":"CSU_data_summary[[#This Row],[Lighting]]*CSU_data_summary[[#This Row],[Area]]","v":786020.61415367888},{"$f":"CSU_data_summary[[#This Row],[Equipment]]*CSU_data_summary[[#This Row],[Area]]","v":5629240.21660777}]
[null,"Title 24-Stanislaus-Library","Title 24","Stanislaus","Library",123319,14.032513871208605,5.9997619646323157,3.477253012843224,4.3527912935323174,7.9952873493652419,8.4914383128989854,44.349045804480689,5469079.9795627538,{"$f":"CSU_data_summary[[#This Row],[Heating]]*CSU_data_summary[[#This Row],[Area]]","v":1730475.5780835741},{"$f":"CSU_data_summary[[#This Row],[Cooling]]*CSU_data_summary[[#This Row],[Area]]","v":739884.64571649255},{"$f":"CSU_data_summary[[#This Row],[Ventilation]]*CSU_data_summary[[#This Row],[Area]]","v":428811.36429081351},{"$f":"CSU_data_summary[[#This Row],[Water Heating]]*CSU_data_summary[[#This Row],[Area]]","v":536781.86952711188},{"$f":"CSU_data_summary[[#This Row],[Lighting]]*CSU_data_summary[[#This Row],[Area]]","v":985970.84063637222},{"$f":"CSU_data_summary[[#This Row],[Equipment]]*CSU_data_summary[[#This Row],[Area]]","v":1047155.68130839}]
[null,"Title 24-Stanislaus-Music","Title 24","Stanislaus","Music",22407,14.032513871208605,5.9997619646323157,3.477253012843224,4.3527912935323174,7.9952873493652419,8.4914383128989854,44.349045804480689,993729.06934099877,{"$f":"CSU_data_summary[[#This Row],[Heating]]*CSU_data_summary[[#This Row],[Area]]","v":314426.53831217124},{"$f":"CSU_data_summary[[#This Row],[Cooling]]*CSU_data_summary[[#This Row],[Area]]","v":134436.66634151631},{"$f":"CSU_data_summary[[#This Row],[Ventilation]]*CSU_data_summary[[#This Row],[Area]]","v":77914.808258778125},{"$f":"CSU_data_summary[[#This Row],[Water Heating]]*CSU_data_summary[[#This Row],[Area]]","v":97532.99451417863},{"$f":"CSU_data_summary[[#This Row],[Lighting]]*CSU_data_summary[[#This Row],[Area]]","v":179150.40363722696},{"$f":"CSU_data_summary[[#This Row],[Equipment]]*CSU_data_summary[[#This Row],[Area]]","v":190267.65827712757}]
[null,"Title 24-Stanislaus-Residence Hall","Title 24","Stanislaus","Residence Hall",70376,6.983663031453939,5.6274837007620846,3.4841652799084053,15.12798804762563,7.6122157032550986,12.855972640110302,51.691488403115457,3637840.1878576535,{"$f":"CSU_data_summary[[#This Row],[Heating]]*CSU_data_summary[[#This Row],[Area]]","v":491482.26950160239},{"$f":"CSU_data_summary[[#This Row],[Cooling]]*CSU_data_summary[[#This Row],[Area]]","v":396039.79292483249},{"$f":"CSU_data_summary[[#This Row],[Ventilation]]*CSU_data_summary[[#This Row],[Area]]","v":245201.61573883393},{"$f":"CSU_data_summary[[#This Row],[Water Heating]]*CSU_data_summary[[#This Row],[Area]]","v":1064647.2868397012},{"$f":"CSU_data_summary[[#This Row],[Lighting]]*CSU_data_summary[[#This Row],[Area]]","v":535717.29233228078},{"$f":"CSU_data_summary[[#This Row],[Equipment]]*CSU_data_summary[[#This Row],[Area]]","v":904751.93052040262}]
[null,"Title 24-Stanislaus-Science","Title 24","Stanislaus","Science",166389,13.877994819092372,12.612157654040828,7.3174462958416493,18.784632257028502,18.273029848289511,100.43180366045122,171.29706453474409,28501947.270871535,{"$f":"CSU_data_summary[[#This Row],[Heating]]*CSU_data_summary[[#This Row],[Area]]","v":2309145.6799539607},{"$f":"CSU_data_summary[[#This Row],[Cooling]]*CSU_data_summary[[#This Row],[Area]]","v":2098524.2998981993},{"$f":"CSU_data_summary[[#This Row],[Ventilation]]*CSU_data_summary[[#This Row],[Area]]","v":1217542.5717187962},{"$f":"CSU_data_summary[[#This Row],[Water Heating]]*CSU_data_summary[[#This Row],[Area]]","v":3125556.1766147153},{"$f":"CSU_data_summary[[#This Row],[Lighting]]*CSU_data_summary[[#This Row],[Area]]","v":3040431.1634270432},{"$f":"CSU_data_summary[[#This Row],[Equipment]]*CSU_data_summary[[#This Row],[Area]]","v":16710747.379258819}]
[null,"Title 24-Stanislaus-Student Services","Title 24","Stanislaus","Student Services",131027,9.8194150557649618,7.0416377395280021,4.3462020511101001,1.4887615107599221,8.7483231186408688,13.12651657788847,44.570856053692324,5839985.5561471442,{"$f":"CSU_data_summary[[#This Row],[Heating]]*CSU_data_summary[[#This Row],[Area]]","v":1286608.4965117157},{"$f":"CSU_data_summary[[#This Row],[Cooling]]*CSU_data_summary[[#This Row],[Area]]","v":922644.66809713549},{"$f":"CSU_data_summary[[#This Row],[Ventilation]]*CSU_data_summary[[#This Row],[Area]]","v":569469.81615080312},{"$f":"CSU_data_summary[[#This Row],[Water Heating]]*CSU_data_summary[[#This Row],[Area]]","v":195067.95447034031},{"$f":"CSU_data_summary[[#This Row],[Lighting]]*CSU_data_summary[[#This Row],[Area]]","v":1146266.5332661571},{"$f":"CSU_data_summary[[#This Row],[Equipment]]*CSU_data_summary[[#This Row],[Area]]","v":1719928.0876509927}]
[null,"Title 24-Stanislaus-Theater Arts","Title 24","Stanislaus","Theater Arts",32453,14.032513871208605,5.9997619646323157,3.477253012843224,4.3527912935323174,7.9952873493652419,8.4914383128989854,44.349045804480689,1439259.5834928118,{"$f":"CSU_data_summary[[#This Row],[Heating]]*CSU_data_summary[[#This Row],[Area]]","v":455397.17266233289},{"$f":"CSU_data_summary[[#This Row],[Cooling]]*CSU_data_summary[[#This Row],[Area]]","v":194710.27503821254},{"$f":"CSU_data_summary[[#This Row],[Ventilation]]*CSU_data_summary[[#This Row],[Area]]","v":112847.29202580114},{"$f":"CSU_data_summary[[#This Row],[Water Heating]]*CSU_data_summary[[#This Row],[Area]]","v":141261.13584900429},{"$f":"CSU_data_summary[[#This Row],[Lighting]]*CSU_data_summary[[#This Row],[Area]]","v":259471.06034895018},{"$f":"CSU_data_summary[[#This Row],[Equipment]]*CSU_data_summary[[#This Row],[Area]]","v":275572.64756851079}]
[null,"Title 24-Stanislaus-University Union","Title 24","Stanislaus","University Union",34377,16.543742589988497,6.7878052254914714,3.9872740714300008,4.8597984580619888,9.147330484821083,8.4333294960724086,49.759280325865454,1710574.7797622767,{"$f":"CSU_data_summary[[#This Row],[Heating]]*CSU_data_summary[[#This Row],[Area]]","v":568724.23901603452},{"$f":"CSU_data_summary[[#This Row],[Cooling]]*CSU_data_summary[[#This Row],[Area]]","v":233344.38023672032},{"$f":"CSU_data_summary[[#This Row],[Ventilation]]*CSU_data_summary[[#This Row],[Area]]","v":137070.52075354915},{"$f":"CSU_data_summary[[#This Row],[Water Heating]]*CSU_data_summary[[#This Row],[Area]]","v":167065.291592797},{"$f":"CSU_data_summary[[#This Row],[Lighting]]*CSU_data_summary[[#This Row],[Area]]","v":314457.78007669438},{"$f":"CSU_data_summary[[#This Row],[Equipment]]*CSU_data_summary[[#This Row],[Area]]","v":289912.56808648119}]
[null,"10% Better Than Title 24-Bakersfield-Administration","10% Better Than Title 24","Bakersfield","Administration",33221,5.9398590736610233,5.7801763571019427,2.9606871799468859,0.96148161316403558,5.7222782495712332,9.7869088485918834,31.151391322037007,1034880.3711093914,{"$f":"CSU_data_summary[[#This Row],[Heating]]*CSU_data_summary[[#This Row],[Area]]","v":197328.05828609286},{"$f":"CSU_data_summary[[#This Row],[Cooling]]*CSU_data_summary[[#This Row],[Area]]","v":192023.23875928365},{"$f":"CSU_data_summary[[#This Row],[Ventilation]]*CSU_data_summary[[#This Row],[Area]]","v":98356.988805015499},{"$f":"CSU_data_summary[[#This Row],[Water Heating]]*CSU_data_summary[[#This Row],[Area]]","v":31941.380670922426},{"$f":"CSU_data_summary[[#This Row],[Lighting]]*CSU_data_summary[[#This Row],[Area]]","v":190099.80572900595},{"$f":"CSU_data_summary[[#This Row],[Equipment]]*CSU_data_summary[[#This Row],[Area]]","v":325130.89885907096}]
[null,"10% Better Than Title 24-Bakersfield-Business Administration","10% Better Than Title 24","Bakersfield","Business Administration",39000,4.4363784195163598,5.6251451988710359,1.9530259603014775,1.0534575091537468,6.9618418779227653,7.4683998475321438,27.498248813297529,1072431.7037186036,{"$f":"CSU_data_summary[[#This Row],[Heating]]*CSU_data_summary[[#This Row],[Area]]","v":173018.75836113803},{"$f":"CSU_data_summary[[#This Row],[Cooling]]*CSU_data_summary[[#This Row],[Area]]","v":219380.66275597041},{"$f":"CSU_data_summary[[#This Row],[Ventilation]]*CSU_data_summary[[#This Row],[Area]]","v":76168.012451757619},{"$f":"CSU_data_summary[[#This Row],[Water Heating]]*CSU_data_summary[[#This Row],[Area]]","v":41084.842856996125},{"$f":"CSU_data_summary[[#This Row],[Lighting]]*CSU_data_summary[[#This Row],[Area]]","v":271511.83323898783},{"$f":"CSU_data_summary[[#This Row],[Equipment]]*CSU_data_summary[[#This Row],[Area]]","v":291267.59405375359}]
[null,"10% Better Than Title 24-Bakersfield-Classroom","10% Better Than Title 24","Bakersfield","Classroom",77294,8.0162701399248082,5.0875881585238156,2.3140556201445923,2.7184916549319924,5.121594647400836,6.3431178156297028,29.60111803655575,2287988.81751754,{"$f":"CSU_data_summary[[#This Row],[Heating]]*CSU_data_summary[[#This Row],[Area]]","v":619609.58419534808},{"$f":"CSU_data_summary[[#This Row],[Cooling]]*CSU_data_summary[[#This Row],[Area]]","v":393240.03912493982},{"$f":"CSU_data_summary[[#This Row],[Ventilation]]*CSU_data_summary[[#This Row],[Area]]","v":178862.6151034561},{"$f":"CSU_data_summary[[#This Row],[Water Heating]]*CSU_data_summary[[#This Row],[Area]]","v":210123.09397631342},{"$f":"CSU_data_summary[[#This Row],[Lighting]]*CSU_data_summary[[#This Row],[Area]]","v":395868.53667620022},{"$f":"CSU_data_summary[[#This Row],[Equipment]]*CSU_data_summary[[#This Row],[Area]]","v":490284.94844128226}]
[null,"10% Better Than Title 24-Bakersfield-Education","10% Better Than Title 24","Bakersfield","Education",33074,8.0162701399248082,5.0875881585238156,2.3140556201445923,2.7184916549319924,5.121594647400836,6.3431178156297028,29.60111803655575,979027.37794104486,{"$f":"CSU_data_summary[[#This Row],[Heating]]*CSU_data_summary[[#This Row],[Area]]","v":265130.1186078731},{"$f":"CSU_data_summary[[#This Row],[Cooling]]*CSU_data_summary[[#This Row],[Area]]","v":168266.89075501668},{"$f":"CSU_data_summary[[#This Row],[Ventilation]]*CSU_data_summary[[#This Row],[Area]]","v":76535.075580662247},{"$f":"CSU_data_summary[[#This Row],[Water Heating]]*CSU_data_summary[[#This Row],[Area]]","v":89911.392995220711},{"$f":"CSU_data_summary[[#This Row],[Lighting]]*CSU_data_summary[[#This Row],[Area]]","v":169391.62136813524},{"$f":"CSU_data_summary[[#This Row],[Equipment]]*CSU_data_summary[[#This Row],[Area]]","v":209792.27863413678}]
[null,"10% Better Than Title 24-Bakersfield-Library","10% Better Than Title 24","Bakersfield","Library",153400,8.0162701399248082,5.0875881585238156,2.3140556201445923,2.7184916549319924,5.121594647400836,6.3431178156297028,29.60111803655575,4540811.5068076523,{"$f":"CSU_data_summary[[#This Row],[Heating]]*CSU_data_summary[[#This Row],[Area]]","v":1229695.8394644656},{"$f":"CSU_data_summary[[#This Row],[Cooling]]*CSU_data_summary[[#This Row],[Area]]","v":780436.02351755335},{"$f":"CSU_data_summary[[#This Row],[Ventilation]]*CSU_data_summary[[#This Row],[Area]]","v":354976.13213018049},{"$f":"CSU_data_summary[[#This Row],[Water Heating]]*CSU_data_summary[[#This Row],[Area]]","v":417016.61986656766},{"$f":"CSU_data_summary[[#This Row],[Lighting]]*CSU_data_summary[[#This Row],[Area]]","v":785652.61891128821},{"$f":"CSU_data_summary[[#This Row],[Equipment]]*CSU_data_summary[[#This Row],[Area]]","v":973034.27291759639}]
[null,"10% Better Than Title 24-Bakersfield-Recreation Center","10% Better Than Title 24","Bakersfield","Recreation Center",75411,9.8549283980690223,6.2545069148064316,2.8448208515448155,3.3420206832443702,6.2963133293986324,6.3431178156297028,34.935707992692976,2634536.6754369698,{"$f":"CSU_data_summary[[#This Row],[Heating]]*CSU_data_summary[[#This Row],[Area]]","v":743170.005426783},{"$f":"CSU_data_summary[[#This Row],[Cooling]]*CSU_data_summary[[#This Row],[Area]]","v":471658.62095246784},{"$f":"CSU_data_summary[[#This Row],[Ventilation]]*CSU_data_summary[[#This Row],[Area]]","v":214530.78523584607},{"$f":"CSU_data_summary[[#This Row],[Water Heating]]*CSU_data_summary[[#This Row],[Area]]","v":252025.12174414119},{"$f":"CSU_data_summary[[#This Row],[Lighting]]*CSU_data_summary[[#This Row],[Area]]","v":474811.28448328027},{"$f":"CSU_data_summary[[#This Row],[Equipment]]*CSU_data_summary[[#This Row],[Area]]","v":478340.85759445152}]
[null,"10% Better Than Title 24-Bakersfield-Residence Hall","10% Better Than Title 24","Bakersfield","Residence Hall",213492,4.4422758234684219,5.1763410613713621,2.5837159558909564,10.016342550377544,5.0477467481297378,9.6508135094204466,36.917235648658469,7881534.4731033938,{"$f":"CSU_data_summary[[#This Row],[Heating]]*CSU_data_summary[[#This Row],[Area]]","v":948390.35010392033},{"$f":"CSU_data_summary[[#This Row],[Cooling]]*CSU_data_summary[[#This Row],[Area]]","v":1105107.4058742949},{"$f":"CSU_data_summary[[#This Row],[Ventilation]]*CSU_data_summary[[#This Row],[Area]]","v":551602.68685507204},{"$f":"CSU_data_summary[[#This Row],[Water Heating]]*CSU_data_summary[[#This Row],[Area]]","v":2138409.0037652026},{"$f":"CSU_data_summary[[#This Row],[Lighting]]*CSU_data_summary[[#This Row],[Area]]","v":1077653.5487517139},{"$f":"CSU_data_summary[[#This Row],[Equipment]]*CSU_data_summary[[#This Row],[Area]]","v":2060371.4777531901}]
[null,"10% Better Than Title 24-Bakersfield-Science","10% Better Than Title 24","Bakersfield","Science",142730,6.8413927894984443,9.2288642724390755,4.2022122622798603,10.123805621376855,10.113651824836932,74.436772931636369,114.94669970206753,16406342.448476098,{"$f":"CSU_data_summary[[#This Row],[Heating]]*CSU_data_summary[[#This Row],[Area]]","v":976471.99284511292},{"$f":"CSU_data_summary[[#This Row],[Cooling]]*CSU_data_summary[[#This Row],[Area]]","v":1317235.7976052293},{"$f":"CSU_data_summary[[#This Row],[Ventilation]]*CSU_data_summary[[#This Row],[Area]]","v":599781.75619520445},{"$f":"CSU_data_summary[[#This Row],[Water Heating]]*CSU_data_summary[[#This Row],[Area]]","v":1444970.7763391186},{"$f":"CSU_data_summary[[#This Row],[Lighting]]*CSU_data_summary[[#This Row],[Area]]","v":1443521.5249589754},{"$f":"CSU_data_summary[[#This Row],[Equipment]]*CSU_data_summary[[#This Row],[Area]]","v":10624360.600532459}]
[null,"10% Better Than Title 24-Bakersfield-Student Services","10% Better Than Title 24","Bakersfield","Student Services",30406,5.9398590736610233,5.7801763571019427,2.9606871799468859,0.96148161316403558,5.7222782495712332,9.7869088485918834,31.151391322037007,947189.20453785721,{"$f":"CSU_data_summary[[#This Row],[Heating]]*CSU_data_summary[[#This Row],[Area]]","v":180607.35499373707},{"$f":"CSU_data_summary[[#This Row],[Cooling]]*CSU_data_summary[[#This Row],[Area]]","v":175752.04231404167},{"$f":"CSU_data_summary[[#This Row],[Ventilation]]*CSU_data_summary[[#This Row],[Area]]","v":90022.654393465011},{"$f":"CSU_data_summary[[#This Row],[Water Heating]]*CSU_data_summary[[#This Row],[Area]]","v":29234.809929865667},{"$f":"CSU_data_summary[[#This Row],[Lighting]]*CSU_data_summary[[#This Row],[Area]]","v":173991.59245646291},{"$f":"CSU_data_summary[[#This Row],[Equipment]]*CSU_data_summary[[#This Row],[Area]]","v":297580.7504502848}]
[null,"10% Better Than Title 24-Bakersfield-Theater Arts","10% Better Than Title 24","Bakersfield","Theater Arts",27343,8.0162701399248082,5.0875881585238156,2.3140556201445923,2.7184916549319924,5.121594647400836,6.3431178156297028,29.60111803655575,809383.37047354388,{"$f":"CSU_data_summary[[#This Row],[Heating]]*CSU_data_summary[[#This Row],[Area]]","v":219188.87443596404},{"$f":"CSU_data_summary[[#This Row],[Cooling]]*CSU_data_summary[[#This Row],[Area]]","v":139109.92301851668},{"$f":"CSU_data_summary[[#This Row],[Ventilation]]*CSU_data_summary[[#This Row],[Area]]","v":63273.222821613585},{"$f":"CSU_data_summary[[#This Row],[Water Heating]]*CSU_data_summary[[#This Row],[Area]]","v":74331.717320805474},{"$f":"CSU_data_summary[[#This Row],[Lighting]]*CSU_data_summary[[#This Row],[Area]]","v":140039.76244388105},{"$f":"CSU_data_summary[[#This Row],[Equipment]]*CSU_data_summary[[#This Row],[Area]]","v":173439.87043276295}]
[null,"10% Better Than Title 24-Channel Islands-Administration","10% Better Than Title 24","Channel Islands","Administration",66190,6.108033591627132,9.0786615550178009,5.4791583295862214,1.8633159285237859,10.96655306317316,18.547998924823304,52.043721392751408,3444773.9189862157,{"$f":"CSU_data_summary[[#This Row],[Heating]]*CSU_data_summary[[#This Row],[Area]]","v":404290.74342979986},{"$f":"CSU_data_summary[[#This Row],[Cooling]]*CSU_data_summary[[#This Row],[Area]]","v":600916.60832662822},{"$f":"CSU_data_summary[[#This Row],[Ventilation]]*CSU_data_summary[[#This Row],[Area]]","v":362665.48983531201},{"$f":"CSU_data_summary[[#This Row],[Water Heating]]*CSU_data_summary[[#This Row],[Area]]","v":123332.8813089894},{"$f":"CSU_data_summary[[#This Row],[Lighting]]*CSU_data_summary[[#This Row],[Area]]","v":725876.14725143148},{"$f":"CSU_data_summary[[#This Row],[Equipment]]*CSU_data_summary[[#This Row],[Area]]","v":1227692.0488340545}]
[null,"10% Better Than Title 24-Channel Islands-Business Administration","10% Better Than Title 24","Channel Islands","Business Administration",33625,3.5808490771447818,6.9350026542371674,2.8370141422533859,1.6024876593719284,10.49915350717245,14.060635786032332,39.515142826212042,1328696.67753138,{"$f":"CSU_data_summary[[#This Row],[Heating]]*CSU_data_summary[[#This Row],[Area]]","v":120406.05021899329},{"$f":"CSU_data_summary[[#This Row],[Cooling]]*CSU_data_summary[[#This Row],[Area]]","v":233189.46424872475},{"$f":"CSU_data_summary[[#This Row],[Ventilation]]*CSU_data_summary[[#This Row],[Area]]","v":95394.600533270102},{"$f":"CSU_data_summary[[#This Row],[Water Heating]]*CSU_data_summary[[#This Row],[Area]]","v":53883.647546381093},{"$f":"CSU_data_summary[[#This Row],[Lighting]]*CSU_data_summary[[#This Row],[Area]]","v":353034.03667867364},{"$f":"CSU_data_summary[[#This Row],[Equipment]]*CSU_data_summary[[#This Row],[Area]]","v":472788.87830533716}]
[null,"10% Better Than Title 24-Channel Islands-Classroom","10% Better Than Title 24","Channel Islands","Classroom",127081,9.1844712164002793,7.3875516117867299,4.5872515772909441,5.7379657418062582,10.694549308689606,11.94072765363987,49.532517109613678,6294641.8068068158,{"$f":"CSU_data_summary[[#This Row],[Heating]]*CSU_data_summary[[#This Row],[Area]]","v":1167171.7866513638},{"$f":"CSU_data_summary[[#This Row],[Cooling]]*CSU_data_summary[[#This Row],[Area]]","v":938817.44637746946},{"$f":"CSU_data_summary[[#This Row],[Ventilation]]*CSU_data_summary[[#This Row],[Area]]","v":582952.51769371051},{"$f":"CSU_data_summary[[#This Row],[Water Heating]]*CSU_data_summary[[#This Row],[Area]]","v":729186.42443448107},{"$f":"CSU_data_summary[[#This Row],[Lighting]]*CSU_data_summary[[#This Row],[Area]]","v":1359074.0206975837},{"$f":"CSU_data_summary[[#This Row],[Equipment]]*CSU_data_summary[[#This Row],[Area]]","v":1517439.6109522083}]
[null,"10% Better Than Title 24-Channel Islands-Faculty Office","10% Better Than Title 24","Channel Islands","Faculty Office",131243,3.5808490771447818,6.9350026542371674,2.8370141422533859,1.6024876593719284,10.49915350717245,14.060635786032332,39.515142826212042,5186085.8899405468,{"$f":"CSU_data_summary[[#This Row],[Heating]]*CSU_data_summary[[#This Row],[Area]]","v":469961.3754317126},{"$f":"CSU_data_summary[[#This Row],[Cooling]]*CSU_data_summary[[#This Row],[Area]]","v":910170.55335004861},{"$f":"CSU_data_summary[[#This Row],[Ventilation]]*CSU_data_summary[[#This Row],[Area]]","v":372338.24707176111},{"$f":"CSU_data_summary[[#This Row],[Water Heating]]*CSU_data_summary[[#This Row],[Area]]","v":210315.28787895001},{"$f":"CSU_data_summary[[#This Row],[Lighting]]*CSU_data_summary[[#This Row],[Area]]","v":1377940.4037418338},{"$f":"CSU_data_summary[[#This Row],[Equipment]]*CSU_data_summary[[#This Row],[Area]]","v":1845360.0224662414}]
[null,"10% Better Than Title 24-Channel Islands-Library","10% Better Than Title 24","Channel Islands","Library",152518,9.1844712164002793,7.3875516117867299,4.5872515772909441,5.7379657418062582,10.694549308689606,11.94072765363987,49.532517109613678,7554600.4445240591,{"$f":"CSU_data_summary[[#This Row],[Heating]]*CSU_data_summary[[#This Row],[Area]]","v":1400797.1809829378},{"$f":"CSU_data_summary[[#This Row],[Cooling]]*CSU_data_summary[[#This Row],[Area]]","v":1126734.5967264886},{"$f":"CSU_data_summary[[#This Row],[Ventilation]]*CSU_data_summary[[#This Row],[Area]]","v":699638.4360652602},{"$f":"CSU_data_summary[[#This Row],[Water Heating]]*CSU_data_summary[[#This Row],[Area]]","v":875143.05900880683},{"$f":"CSU_data_summary[[#This Row],[Lighting]]*CSU_data_summary[[#This Row],[Area]]","v":1631111.2714627213},{"$f":"CSU_data_summary[[#This Row],[Equipment]]*CSU_data_summary[[#This Row],[Area]]","v":1821175.9002778458}]
[null,"10% Better Than Title 24-Channel Islands-Residence Hall","10% Better Than Title 24","Channel Islands","Residence Hall",417028,1.5286280801826593,4.7026668596677395,3.2828076681633349,16.581220206092983,7.6608281114922807,17.728075888742733,51.484226814341724,21470364.139931299,{"$f":"CSU_data_summary[[#This Row],[Heating]]*CSU_data_summary[[#This Row],[Area]]","v":637480.71102241403},{"$f":"CSU_data_summary[[#This Row],[Cooling]]*CSU_data_summary[[#This Row],[Area]]","v":1961143.7551535179},{"$f":"CSU_data_summary[[#This Row],[Ventilation]]*CSU_data_summary[[#This Row],[Area]]","v":1369022.7162388193},{"$f":"CSU_data_summary[[#This Row],[Water Heating]]*CSU_data_summary[[#This Row],[Area]]","v":6914833.1001065448},{"$f":"CSU_data_summary[[#This Row],[Lighting]]*CSU_data_summary[[#This Row],[Area]]","v":3194779.8256794028},{"$f":"CSU_data_summary[[#This Row],[Equipment]]*CSU_data_summary[[#This Row],[Area]]","v":7393104.0317306044}]
[null,"10% Better Than Title 24-Channel Islands-Science","10% Better Than Title 24","Channel Islands","Science",131622,5.4196946498594771,9.2658511414170732,5.7597711845065866,14.77482088355889,15.401538785349459,138.81737935194886,189.43905599664035,24934347.428389795,{"$f":"CSU_data_summary[[#This Row],[Heating]]*CSU_data_summary[[#This Row],[Area]]","v":713351.04920380411},{"$f":"CSU_data_summary[[#This Row],[Cooling]]*CSU_data_summary[[#This Row],[Area]]","v":1219589.8589355981},{"$f":"CSU_data_summary[[#This Row],[Ventilation]]*CSU_data_summary[[#This Row],[Area]]","v":758112.60284712596},{"$f":"CSU_data_summary[[#This Row],[Water Heating]]*CSU_data_summary[[#This Row],[Area]]","v":1944691.4743357883},{"$f":"CSU_data_summary[[#This Row],[Lighting]]*CSU_data_summary[[#This Row],[Area]]","v":2027181.3380052664},{"$f":"CSU_data_summary[[#This Row],[Equipment]]*CSU_data_summary[[#This Row],[Area]]","v":18271421.105062213}]
[null,"10% Better Than Title 24-Channel Islands-Student Services","10% Better Than Title 24","Channel Islands","Student Services",67082,6.108033591627132,9.0786615550178009,5.4791583295862214,1.8633159285237859,10.96655306317316,18.547998924823304,52.043721392751408,3491196.9184685498,{"$f":"CSU_data_summary[[#This Row],[Heating]]*CSU_data_summary[[#This Row],[Area]]","v":409739.10939353128},{"$f":"CSU_data_summary[[#This Row],[Cooling]]*CSU_data_summary[[#This Row],[Area]]","v":609014.77443370409},{"$f":"CSU_data_summary[[#This Row],[Ventilation]]*CSU_data_summary[[#This Row],[Area]]","v":367552.89906530292},{"$f":"CSU_data_summary[[#This Row],[Water Heating]]*CSU_data_summary[[#This Row],[Area]]","v":124994.9591172326},{"$f":"CSU_data_summary[[#This Row],[Lighting]]*CSU_data_summary[[#This Row],[Area]]","v":735658.3125837819},{"$f":"CSU_data_summary[[#This Row],[Equipment]]*CSU_data_summary[[#This Row],[Area]]","v":1244236.8638749968}]
[null,"10% Better Than Title 24-Channel Islands-Theater Arts","10% Better Than Title 24","Channel Islands","Theater Arts",19401,9.1844712164002793,7.3875516117867299,4.5872515772909441,5.7379657418062582,10.694549308689606,11.94072765363987,49.532517109613678,960980.36444361496,{"$f":"CSU_data_summary[[#This Row],[Heating]]*CSU_data_summary[[#This Row],[Area]]","v":178187.92606938182},{"$f":"CSU_data_summary[[#This Row],[Cooling]]*CSU_data_summary[[#This Row],[Area]]","v":143325.88882027435},{"$f":"CSU_data_summary[[#This Row],[Ventilation]]*CSU_data_summary[[#This Row],[Area]]","v":88997.267851021606},{"$f":"CSU_data_summary[[#This Row],[Water Heating]]*CSU_data_summary[[#This Row],[Area]]","v":111322.27335678322},{"$f":"CSU_data_summary[[#This Row],[Lighting]]*CSU_data_summary[[#This Row],[Area]]","v":207484.95113788705},{"$f":"CSU_data_summary[[#This Row],[Equipment]]*CSU_data_summary[[#This Row],[Area]]","v":231662.05720826713}]
[null,"10% Better Than Title 24-Channel Islands-University Union","10% Better Than Title 24","Channel Islands","University Union",24643,9.057644554937486,8.8212101499230631,5.4676910436027679,6.9928227405201593,12.550729257363127,12.084720836692421,54.974818583039031,1354744.4543418309,{"$f":"CSU_data_summary[[#This Row],[Heating]]*CSU_data_summary[[#This Row],[Area]]","v":223207.53476732445},{"$f":"CSU_data_summary[[#This Row],[Cooling]]*CSU_data_summary[[#This Row],[Area]]","v":217381.08172455404},{"$f":"CSU_data_summary[[#This Row],[Ventilation]]*CSU_data_summary[[#This Row],[Area]]","v":134740.31038750301},{"$f":"CSU_data_summary[[#This Row],[Water Heating]]*CSU_data_summary[[#This Row],[Area]]","v":172324.13079463827},{"$f":"CSU_data_summary[[#This Row],[Lighting]]*CSU_data_summary[[#This Row],[Area]]","v":309287.62108919956},{"$f":"CSU_data_summary[[#This Row],[Equipment]]*CSU_data_summary[[#This Row],[Area]]","v":297803.77557861136}]
[null,"10% Better Than Title 24-Chico-Administration","10% Better Than Title 24","Chico","Administration",200561,10.89789027474626,9.2494485082822813,4.9163729340225286,1.5839376495616631,9.3786283604235354,16.507273588099235,52.533551315135497,10536181.58531489,{"$f":"CSU_data_summary[[#This Row],[Heating]]*CSU_data_summary[[#This Row],[Area]]","v":2185691.7713933848},{"$f":"CSU_data_summary[[#This Row],[Cooling]]*CSU_data_summary[[#This Row],[Area]]","v":1855078.6422696025},{"$f":"CSU_data_summary[[#This Row],[Ventilation]]*CSU_data_summary[[#This Row],[Area]]","v":986032.67202049238},{"$f":"CSU_data_summary[[#This Row],[Water Heating]]*CSU_data_summary[[#This Row],[Area]]","v":317676.1189337367},{"$f":"CSU_data_summary[[#This Row],[Lighting]]*CSU_data_summary[[#This Row],[Area]]","v":1880987.0825949046},{"$f":"CSU_data_summary[[#This Row],[Equipment]]*CSU_data_summary[[#This Row],[Area]]","v":3310715.2981027705}]
[null,"10% Better Than Title 24-Chico-Apartments","10% Better Than Title 24","Chico","Apartments",140740,8.6512236474250788,8.1658689571463299,4.3305020925370084,16.397720856212857,8.2645844619408848,16.271588826854483,62.081488842116642,8737348.7396394964,{"$f":"CSU_data_summary[[#This Row],[Heating]]*CSU_data_summary[[#This Row],[Area]]","v":1217573.2161386055},{"$f":"CSU_data_summary[[#This Row],[Cooling]]*CSU_data_summary[[#This Row],[Area]]","v":1149264.3970287745},{"$f":"CSU_data_summary[[#This Row],[Ventilation]]*CSU_data_summary[[#This Row],[Area]]","v":609474.86450365861},{"$f":"CSU_data_summary[[#This Row],[Water Heating]]*CSU_data_summary[[#This Row],[Area]]","v":2307815.2333033974},{"$f":"CSU_data_summary[[#This Row],[Lighting]]*CSU_data_summary[[#This Row],[Area]]","v":1163157.6171735602},{"$f":"CSU_data_summary[[#This Row],[Equipment]]*CSU_data_summary[[#This Row],[Area]]","v":2290063.4114914997}]
[null,"10% Better Than Title 24-Chico-Classroom","10% Better Than Title 24","Chico","Classroom",293348,14.540652793450077,8.0551271085716127,3.890181906052816,4.6512070758397721,8.657859987077769,10.720368614580398,50.51539748557245,14818590.821597707,{"$f":"CSU_data_summary[[#This Row],[Heating]]*CSU_data_summary[[#This Row],[Area]]","v":4265471.4156529931},{"$f":"CSU_data_summary[[#This Row],[Cooling]]*CSU_data_summary[[#This Row],[Area]]","v":2362955.4270452657},{"$f":"CSU_data_summary[[#This Row],[Ventilation]]*CSU_data_summary[[#This Row],[Area]]","v":1141177.0817767815},{"$f":"CSU_data_summary[[#This Row],[Water Heating]]*CSU_data_summary[[#This Row],[Area]]","v":1364422.2932834455},{"$f":"CSU_data_summary[[#This Row],[Lighting]]*CSU_data_summary[[#This Row],[Area]]","v":2539765.9114892893},{"$f":"CSU_data_summary[[#This Row],[Equipment]]*CSU_data_summary[[#This Row],[Area]]","v":3144798.6923499308}]
[null,"10% Better Than Title 24-Chico-Engineering","10% Better Than Title 24","Chico","Engineering",132815,14.540652793450077,8.0551271085716127,3.890181906052816,4.6512070758397721,8.657859987077769,10.720368614580398,50.51539748557245,6709202.5170463054,{"$f":"CSU_data_summary[[#This Row],[Heating]]*CSU_data_summary[[#This Row],[Area]]","v":1931216.800762072},{"$f":"CSU_data_summary[[#This Row],[Cooling]]*CSU_data_summary[[#This Row],[Area]]","v":1069841.7069249388},{"$f":"CSU_data_summary[[#This Row],[Ventilation]]*CSU_data_summary[[#This Row],[Area]]","v":516674.50985240476},{"$f":"CSU_data_summary[[#This Row],[Water Heating]]*CSU_data_summary[[#This Row],[Area]]","v":617750.06777765928},{"$f":"CSU_data_summary[[#This Row],[Lighting]]*CSU_data_summary[[#This Row],[Area]]","v":1149893.674183734},{"$f":"CSU_data_summary[[#This Row],[Equipment]]*CSU_data_summary[[#This Row],[Area]]","v":1423825.7575454956}]
[null,"10% Better Than Title 24-Chico-Library","10% Better Than Title 24","Chico","Library",269018,14.540652793450077,8.0551271085716127,3.890181906052816,4.6512070758397721,8.657859987077769,10.720368614580398,50.51539748557245,13589551.200773729,{"$f":"CSU_data_summary[[#This Row],[Heating]]*CSU_data_summary[[#This Row],[Area]]","v":3911697.3331883526},{"$f":"CSU_data_summary[[#This Row],[Cooling]]*CSU_data_summary[[#This Row],[Area]]","v":2166974.1844937182},{"$f":"CSU_data_summary[[#This Row],[Ventilation]]*CSU_data_summary[[#This Row],[Area]]","v":1046528.9560025164},{"$f":"CSU_data_summary[[#This Row],[Water Heating]]*CSU_data_summary[[#This Row],[Area]]","v":1251258.4251282639},{"$f":"CSU_data_summary[[#This Row],[Lighting]]*CSU_data_summary[[#This Row],[Area]]","v":2329120.1780036874},{"$f":"CSU_data_summary[[#This Row],[Equipment]]*CSU_data_summary[[#This Row],[Area]]","v":2883972.1239571893}]
[null,"10% Better Than Title 24-Chico-Recreation Center","10% Better Than Title 24","Chico","Recreation Center",109000,17.673271681736107,9.7905129737249936,4.7282775191506721,5.6532569388052538,10.523097821507928,10.720368614580398,59.088785549505346,6440677.624896083,{"$f":"CSU_data_summary[[#This Row],[Heating]]*CSU_data_summary[[#This Row],[Area]]","v":1926386.6133092358},{"$f":"CSU_data_summary[[#This Row],[Cooling]]*CSU_data_summary[[#This Row],[Area]]","v":1067165.9141360242},{"$f":"CSU_data_summary[[#This Row],[Ventilation]]*CSU_data_summary[[#This Row],[Area]]","v":515382.24958742328},{"$f":"CSU_data_summary[[#This Row],[Water Heating]]*CSU_data_summary[[#This Row],[Area]]","v":616205.00632977264},{"$f":"CSU_data_summary[[#This Row],[Lighting]]*CSU_data_summary[[#This Row],[Area]]","v":1147017.6625443641},{"$f":"CSU_data_summary[[#This Row],[Equipment]]*CSU_data_summary[[#This Row],[Area]]","v":1168520.1789892633}]
[null,"10% Better Than Title 24-Chico-Residence Hall","10% Better Than Title 24","Chico","Residence Hall",395616,8.651223647425077,8.1658689571463245,4.3305020925370066,16.39772085621285,8.2645844619408813,16.271588826854483,62.081488842116627,24560430.28976281,{"$f":"CSU_data_summary[[#This Row],[Heating]]*CSU_data_summary[[#This Row],[Area]]","v":3422562.4944997192},{"$f":"CSU_data_summary[[#This Row],[Cooling]]*CSU_data_summary[[#This Row],[Area]]","v":3230548.4133504005},{"$f":"CSU_data_summary[[#This Row],[Ventilation]]*CSU_data_summary[[#This Row],[Area]]","v":1713215.9158411203},{"$f":"CSU_data_summary[[#This Row],[Water Heating]]*CSU_data_summary[[#This Row],[Area]]","v":6487200.7342515029},{"$f":"CSU_data_summary[[#This Row],[Lighting]]*CSU_data_summary[[#This Row],[Area]]","v":3269601.8464952037},{"$f":"CSU_data_summary[[#This Row],[Equipment]]*CSU_data_summary[[#This Row],[Area]]","v":6437300.8853248628}]
[null,"10% Better Than Title 24-Chico-Science","10% Better Than Title 24","Chico","Science",230299,12.678416279936963,14.928550112533776,7.2174373579886257,17.696622645632182,17.416787687551164,125.44705056694217,195.38486465058486,44996938.944165044,{"$f":"CSU_data_summary[[#This Row],[Heating]]*CSU_data_summary[[#This Row],[Area]]","v":2919826.5908532026},{"$f":"CSU_data_summary[[#This Row],[Cooling]]*CSU_data_summary[[#This Row],[Area]]","v":3438030.1623664158},{"$f":"CSU_data_summary[[#This Row],[Ventilation]]*CSU_data_summary[[#This Row],[Area]]","v":1662168.6061074226},{"$f":"CSU_data_summary[[#This Row],[Water Heating]]*CSU_data_summary[[#This Row],[Area]]","v":4075514.4986664457},{"$f":"CSU_data_summary[[#This Row],[Lighting]]*CSU_data_summary[[#This Row],[Area]]","v":4011068.7876553456},{"$f":"CSU_data_summary[[#This Row],[Equipment]]*CSU_data_summary[[#This Row],[Area]]","v":28890330.298516214}]
[null,"10% Better Than Title 24-Chico-Theater Arts","10% Better Than Title 24","Chico","Theater Arts",144224,14.540652793450077,8.0551271085716127,3.890181906052816,4.6512070758397721,8.657859987077769,10.720368614580398,50.51539748557245,7285532.6869592015,{"$f":"CSU_data_summary[[#This Row],[Heating]]*CSU_data_summary[[#This Row],[Area]]","v":2097111.1084825438},{"$f":"CSU_data_summary[[#This Row],[Cooling]]*CSU_data_summary[[#This Row],[Area]]","v":1161742.6521066322},{"$f":"CSU_data_summary[[#This Row],[Ventilation]]*CSU_data_summary[[#This Row],[Area]]","v":561057.59521856136},{"$f":"CSU_data_summary[[#This Row],[Water Heating]]*CSU_data_summary[[#This Row],[Area]]","v":670815.68930591526},{"$f":"CSU_data_summary[[#This Row],[Lighting]]*CSU_data_summary[[#This Row],[Area]]","v":1248671.1987763043},{"$f":"CSU_data_summary[[#This Row],[Equipment]]*CSU_data_summary[[#This Row],[Area]]","v":1546134.4430692433}]
[null,"10% Better Than Title 24-Chico-University Union","10% Better Than Title 24","Chico","University Union",134809,18.888913561784971,9.3658733125170599,4.67929389815568,5.2482826746366209,9.9875409915103273,10.672744670478906,58.842649109083567,7932518.6837464469,{"$f":"CSU_data_summary[[#This Row],[Heating]]*CSU_data_summary[[#This Row],[Area]]","v":2546395.5483506704},{"$f":"CSU_data_summary[[#This Row],[Cooling]]*CSU_data_summary[[#This Row],[Area]]","v":1262604.0153871123},{"$f":"CSU_data_summary[[#This Row],[Ventilation]]*CSU_data_summary[[#This Row],[Area]]","v":630810.93111646909},{"$f":"CSU_data_summary[[#This Row],[Water Heating]]*CSU_data_summary[[#This Row],[Area]]","v":707515.73908508825},{"$f":"CSU_data_summary[[#This Row],[Lighting]]*CSU_data_summary[[#This Row],[Area]]","v":1346410.4135245157},{"$f":"CSU_data_summary[[#This Row],[Equipment]]*CSU_data_summary[[#This Row],[Area]]","v":1438782.0362825908}]
[null,"10% Better Than Title 24-Dominguez Hills-Administration","10% Better Than Title 24","Dominguez Hills","Administration",47159,7.3031197933898824,13.549415269770067,7.7478050907181188,2.5437917990564269,15.130685755667621,25.079193277830118,71.354010986432229,3364983.8041091575,{"$f":"CSU_data_summary[[#This Row],[Heating]]*CSU_data_summary[[#This Row],[Area]]","v":344407.82633647346},{"$f":"CSU_data_summary[[#This Row],[Cooling]]*CSU_data_summary[[#This Row],[Area]]","v":638976.87470708659},{"$f":"CSU_data_summary[[#This Row],[Ventilation]]*CSU_data_summary[[#This Row],[Area]]","v":365378.74027317576},{"$f":"CSU_data_summary[[#This Row],[Water Heating]]*CSU_data_summary[[#This Row],[Area]]","v":119962.67745170204},{"$f":"CSU_data_summary[[#This Row],[Lighting]]*CSU_data_summary[[#This Row],[Area]]","v":713548.00955152931},{"$f":"CSU_data_summary[[#This Row],[Equipment]]*CSU_data_summary[[#This Row],[Area]]","v":1182709.6757891905}]
[null,"10% Better Than Title 24-Dominguez Hills-Classroom","10% Better Than Title 24","Dominguez Hills","Classroom",66542,11.178501875133424,11.218540301886588,6.079559981691701,7.2772786239297398,13.925720835129706,16.259383626934262,65.938985244705421,4387711.9561531879,{"$f":"CSU_data_summary[[#This Row],[Heating]]*CSU_data_summary[[#This Row],[Area]]","v":743839.8717751283},{"$f":"CSU_data_summary[[#This Row],[Cooling]]*CSU_data_summary[[#This Row],[Area]]","v":746504.10876813729},{"$f":"CSU_data_summary[[#This Row],[Ventilation]]*CSU_data_summary[[#This Row],[Area]]","v":404546.08030172915},{"$f":"CSU_data_summary[[#This Row],[Water Heating]]*CSU_data_summary[[#This Row],[Area]]","v":484244.67419353273},{"$f":"CSU_data_summary[[#This Row],[Lighting]]*CSU_data_summary[[#This Row],[Area]]","v":926645.31581120088},{"$f":"CSU_data_summary[[#This Row],[Equipment]]*CSU_data_summary[[#This Row],[Area]]","v":1081931.9053034596}]
[null,"10% Better Than Title 24-Dominguez Hills-Education","10% Better Than Title 24","Dominguez Hills","Education",27875,11.178501875133424,11.218540301886588,6.079559981691701,7.2772786239297398,13.925720835129706,16.259383626934262,65.938985244705421,1838049.2136961636,{"$f":"CSU_data_summary[[#This Row],[Heating]]*CSU_data_summary[[#This Row],[Area]]","v":311600.73976934422},{"$f":"CSU_data_summary[[#This Row],[Cooling]]*CSU_data_summary[[#This Row],[Area]]","v":312716.81091508863},{"$f":"CSU_data_summary[[#This Row],[Ventilation]]*CSU_data_summary[[#This Row],[Area]]","v":169467.73448965617},{"$f":"CSU_data_summary[[#This Row],[Water Heating]]*CSU_data_summary[[#This Row],[Area]]","v":202854.1416420415},{"$f":"CSU_data_summary[[#This Row],[Lighting]]*CSU_data_summary[[#This Row],[Area]]","v":388179.46827924054},{"$f":"CSU_data_summary[[#This Row],[Equipment]]*CSU_data_summary[[#This Row],[Area]]","v":453230.31860079255}]
[null,"10% Better Than Title 24-Dominguez Hills-Humanities","10% Better Than Title 24","Dominguez Hills","Humanities",70331,11.178501875133424,11.218540301886588,6.079559981691701,7.2772786239297398,13.925720835129706,16.259383626934262,65.938985244705421,4637554.7712453771,{"$f":"CSU_data_summary[[#This Row],[Heating]]*CSU_data_summary[[#This Row],[Area]]","v":786195.21538000891},{"$f":"CSU_data_summary[[#This Row],[Cooling]]*CSU_data_summary[[#This Row],[Area]]","v":789011.15797198564},{"$f":"CSU_data_summary[[#This Row],[Ventilation]]*CSU_data_summary[[#This Row],[Area]]","v":427581.53307235905},{"$f":"CSU_data_summary[[#This Row],[Water Heating]]*CSU_data_summary[[#This Row],[Area]]","v":511818.28289960255},{"$f":"CSU_data_summary[[#This Row],[Lighting]]*CSU_data_summary[[#This Row],[Area]]","v":979409.87205550738},{"$f":"CSU_data_summary[[#This Row],[Equipment]]*CSU_data_summary[[#This Row],[Area]]","v":1143538.7098659137}]
[null,"10% Better Than Title 24-Dominguez Hills-Library","10% Better Than Title 24","Dominguez Hills","Library",291575,11.178501875133424,11.218540301886588,6.079559981691701,7.2772786239297398,13.925720835129706,16.259383626934262,65.938985244705421,19226159.622724984,{"$f":"CSU_data_summary[[#This Row],[Heating]]*CSU_data_summary[[#This Row],[Area]]","v":3259371.6842420283},{"$f":"CSU_data_summary[[#This Row],[Cooling]]*CSU_data_summary[[#This Row],[Area]]","v":3271045.8885225817},{"$f":"CSU_data_summary[[#This Row],[Ventilation]]*CSU_data_summary[[#This Row],[Area]]","v":1772647.7016617577},{"$f":"CSU_data_summary[[#This Row],[Water Heating]]*CSU_data_summary[[#This Row],[Area]]","v":2121872.5147723136},{"$f":"CSU_data_summary[[#This Row],[Lighting]]*CSU_data_summary[[#This Row],[Area]]","v":4060392.0525029441},{"$f":"CSU_data_summary[[#This Row],[Equipment]]*CSU_data_summary[[#This Row],[Area]]","v":4740829.781023358}]
[null,"10% Better Than Title 24-Dominguez Hills-Multi-Use Facility","10% Better Than Title 24","Dominguez Hills","Multi-Use Facility",179222,12.787994597492691,12.833797799990737,6.9549015663673872,8.3250690268504144,15.930761097958355,16.259383626934262,73.091907715593848,13099677.88460416,{"$f":"CSU_data_summary[[#This Row],[Heating]]*CSU_data_summary[[#This Row],[Area]]","v":2291889.967751835},{"$f":"CSU_data_summary[[#This Row],[Cooling]]*CSU_data_summary[[#This Row],[Area]]","v":2300098.9093099399},{"$f":"CSU_data_summary[[#This Row],[Ventilation]]*CSU_data_summary[[#This Row],[Area]]","v":1246471.3685274958},{"$f":"CSU_data_summary[[#This Row],[Water Heating]]*CSU_data_summary[[#This Row],[Area]]","v":1492035.5211301849},{"$f":"CSU_data_summary[[#This Row],[Lighting]]*CSU_data_summary[[#This Row],[Area]]","v":2855142.8654982923},{"$f":"CSU_data_summary[[#This Row],[Equipment]]*CSU_data_summary[[#This Row],[Area]]","v":2914039.2523864126}]
[null,"10% Better Than Title 24-Dominguez Hills-Residence Hall","10% Better Than Title 24","Dominguez Hills","Residence Hall",174501,1.7029904777050258,8.1533241245703234,5.0166085098235973,21.977095209918257,11.010188452130821,24.198096738519631,72.058303512667663,12574246.02126402,{"$f":"CSU_data_summary[[#This Row],[Heating]]*CSU_data_summary[[#This Row],[Area]]","v":297173.54135000473},{"$f":"CSU_data_summary[[#This Row],[Cooling]]*CSU_data_summary[[#This Row],[Area]]","v":1422763.2130616461},{"$f":"CSU_data_summary[[#This Row],[Ventilation]]*CSU_data_summary[[#This Row],[Area]]","v":875403.20157272753},{"$f":"CSU_data_summary[[#This Row],[Water Heating]]*CSU_data_summary[[#This Row],[Area]]","v":3835025.0912259459},{"$f":"CSU_data_summary[[#This Row],[Lighting]]*CSU_data_summary[[#This Row],[Area]]","v":1921288.8950852803},{"$f":"CSU_data_summary[[#This Row],[Equipment]]*CSU_data_summary[[#This Row],[Area]]","v":4222592.0789684141}]
[null,"10% Better Than Title 24-Dominguez Hills-Science","10% Better Than Title 24","Dominguez Hills","Science",85450,6.7568431090876047,14.413209953584333,7.8192372273762709,19.194325097511964,20.452737001211425,187.56561840459386,256.20197079336549,21892458.404293083,{"$f":"CSU_data_summary[[#This Row],[Heating]]*CSU_data_summary[[#This Row],[Area]]","v":577372.24367153586},{"$f":"CSU_data_summary[[#This Row],[Cooling]]*CSU_data_summary[[#This Row],[Area]]","v":1231608.7905337813},{"$f":"CSU_data_summary[[#This Row],[Ventilation]]*CSU_data_summary[[#This Row],[Area]]","v":668153.82107930235},{"$f":"CSU_data_summary[[#This Row],[Water Heating]]*CSU_data_summary[[#This Row],[Area]]","v":1640155.0795823974},{"$f":"CSU_data_summary[[#This Row],[Lighting]]*CSU_data_summary[[#This Row],[Area]]","v":1747686.3767535163},{"$f":"CSU_data_summary[[#This Row],[Equipment]]*CSU_data_summary[[#This Row],[Area]]","v":16027482.092672545}]
[null,"10% Better Than Title 24-Dominguez Hills-Social Science","10% Better Than Title 24","Dominguez Hills","Social Science",81000,11.178501875133424,11.218540301886588,6.079559981691701,7.2772786239297398,13.925720835129706,16.259383626934262,65.938985244705421,5341057.8048211392,{"$f":"CSU_data_summary[[#This Row],[Heating]]*CSU_data_summary[[#This Row],[Area]]","v":905458.6518858074},{"$f":"CSU_data_summary[[#This Row],[Cooling]]*CSU_data_summary[[#This Row],[Area]]","v":908701.76445281366},{"$f":"CSU_data_summary[[#This Row],[Ventilation]]*CSU_data_summary[[#This Row],[Area]]","v":492444.35851702775},{"$f":"CSU_data_summary[[#This Row],[Water Heating]]*CSU_data_summary[[#This Row],[Area]]","v":589459.56853830896},{"$f":"CSU_data_summary[[#This Row],[Lighting]]*CSU_data_summary[[#This Row],[Area]]","v":1127983.3876455061},{"$f":"CSU_data_summary[[#This Row],[Equipment]]*CSU_data_summary[[#This Row],[Area]]","v":1317010.0737816752}]
[null,"10% Better Than Title 24-Dominguez Hills-University Union","10% Better Than Title 24","Dominguez Hills","University Union",123033,10.807623829477079,13.801417906387224,7.7118872207770526,9.1563435832981437,17.099808041495365,16.489965702350748,75.067046283785615,9235723.9054329954,{"$f":"CSU_data_summary[[#This Row],[Heating]]*CSU_data_summary[[#This Row],[Area]]","v":1329694.3826120533},{"$f":"CSU_data_summary[[#This Row],[Cooling]]*CSU_data_summary[[#This Row],[Area]]","v":1698029.8492765394},{"$f":"CSU_data_summary[[#This Row],[Ventilation]]*CSU_data_summary[[#This Row],[Area]]","v":948816.62043386314},{"$f":"CSU_data_summary[[#This Row],[Water Heating]]*CSU_data_summary[[#This Row],[Area]]","v":1126532.4200839205},{"$f":"CSU_data_summary[[#This Row],[Lighting]]*CSU_data_summary[[#This Row],[Area]]","v":2103840.682769299},{"$f":"CSU_data_summary[[#This Row],[Equipment]]*CSU_data_summary[[#This Row],[Area]]","v":2028809.9502573195}]
[null,"10% Better Than Title 24-East Bay-Administration","10% Better Than Title 24","East Bay","Administration",167743,8.4241427981574049,2.0545992382848555,3.9850088603125706,1.4747075600140076,8.4389271585793324,14.459951408752394,38.837337024100563,6514691.4244337007,{"$f":"CSU_data_summary[[#This Row],[Heating]]*CSU_data_summary[[#This Row],[Area]]","v":1413090.9853913176},{"$f":"CSU_data_summary[[#This Row],[Cooling]]*CSU_data_summary[[#This Row],[Area]]","v":344644.64002761652},{"$f":"CSU_data_summary[[#This Row],[Ventilation]]*CSU_data_summary[[#This Row],[Area]]","v":668457.34125541151},{"$f":"CSU_data_summary[[#This Row],[Water Heating]]*CSU_data_summary[[#This Row],[Area]]","v":247371.87023942967},{"$f":"CSU_data_summary[[#This Row],[Lighting]]*CSU_data_summary[[#This Row],[Area]]","v":1415570.9583615731},{"$f":"CSU_data_summary[[#This Row],[Equipment]]*CSU_data_summary[[#This Row],[Area]]","v":2425555.629158353}]
[null,"10% Better Than Title 24-East Bay-Business Administration","10% Better Than Title 24","East Bay","Business Administration",82455,5.0880991914241287,1.6169521832822602,2.1257989623302431,1.3066502406784886,8.2466850095789166,11.156872928120075,29.541058515414107,2435807.9798884704,{"$f":"CSU_data_summary[[#This Row],[Heating]]*CSU_data_summary[[#This Row],[Area]]","v":419539.2188288765},{"$f":"CSU_data_summary[[#This Row],[Cooling]]*CSU_data_summary[[#This Row],[Area]]","v":133325.79227253876},{"$f":"CSU_data_summary[[#This Row],[Ventilation]]*CSU_data_summary[[#This Row],[Area]]","v":175282.75343894018},{"$f":"CSU_data_summary[[#This Row],[Water Heating]]*CSU_data_summary[[#This Row],[Area]]","v":107739.84559514477},{"$f":"CSU_data_summary[[#This Row],[Lighting]]*CSU_data_summary[[#This Row],[Area]]","v":679980.41246482951},{"$f":"CSU_data_summary[[#This Row],[Equipment]]*CSU_data_summary[[#This Row],[Area]]","v":919939.95728814078}]
[null,"10% Better Than Title 24-East Bay-Classroom","10% Better Than Title 24","East Bay","Classroom",179534,13.223254799642485,1.6041848159040073,3.613101740010928,4.8675183196540921,8.6305678857584365,9.1546045164736576,41.093232077443602,7377632.3277917597,{"$f":"CSU_data_summary[[#This Row],[Heating]]*CSU_data_summary[[#This Row],[Area]]","v":2374023.8271990139},{"$f":"CSU_data_summary[[#This Row],[Cooling]]*CSU_data_summary[[#This Row],[Area]]","v":288005.71673851006},{"$f":"CSU_data_summary[[#This Row],[Ventilation]]*CSU_data_summary[[#This Row],[Area]]","v":648674.60779112193},{"$f":"CSU_data_summary[[#This Row],[Water Heating]]*CSU_data_summary[[#This Row],[Area]]","v":873885.03400077776},{"$f":"CSU_data_summary[[#This Row],[Lighting]]*CSU_data_summary[[#This Row],[Area]]","v":1549480.3748017552},{"$f":"CSU_data_summary[[#This Row],[Equipment]]*CSU_data_summary[[#This Row],[Area]]","v":1643562.7672605817}]
[null,"10% Better Than Title 24-East Bay-Education","10% Better Than Title 24","East Bay","Education",106947,13.223254799642485,1.6041848159040073,3.613101740010928,4.8675183196540921,8.6305678857584365,9.1546045164736576,41.093232077443602,4394797.8909863606,{"$f":"CSU_data_summary[[#This Row],[Heating]]*CSU_data_summary[[#This Row],[Area]]","v":1414187.4310573647},{"$f":"CSU_data_summary[[#This Row],[Cooling]]*CSU_data_summary[[#This Row],[Area]]","v":171562.75350648587},{"$f":"CSU_data_summary[[#This Row],[Ventilation]]*CSU_data_summary[[#This Row],[Area]]","v":386410.39178894873},{"$f":"CSU_data_summary[[#This Row],[Water Heating]]*CSU_data_summary[[#This Row],[Area]]","v":520566.48173204617},{"$f":"CSU_data_summary[[#This Row],[Lighting]]*CSU_data_summary[[#This Row],[Area]]","v":923013.34367820749},{"$f":"CSU_data_summary[[#This Row],[Equipment]]*CSU_data_summary[[#This Row],[Area]]","v":979057.48922330828}]
[null,"10% Better Than Title 24-East Bay-Library","10% Better Than Title 24","East Bay","Library",229220,13.223254799642485,1.6041848159040073,3.613101740010928,4.8675183196540921,8.6305678857584365,9.1546045164736576,41.093232077443602,9419390.6567916218,{"$f":"CSU_data_summary[[#This Row],[Heating]]*CSU_data_summary[[#This Row],[Area]]","v":3031034.4651740501},{"$f":"CSU_data_summary[[#This Row],[Cooling]]*CSU_data_summary[[#This Row],[Area]]","v":367711.24350151652},{"$f":"CSU_data_summary[[#This Row],[Ventilation]]*CSU_data_summary[[#This Row],[Area]]","v":828195.18084530486},{"$f":"CSU_data_summary[[#This Row],[Water Heating]]*CSU_data_summary[[#This Row],[Area]]","v":1115732.5492311111},{"$f":"CSU_data_summary[[#This Row],[Lighting]]*CSU_data_summary[[#This Row],[Area]]","v":1978298.7707735489},{"$f":"CSU_data_summary[[#This Row],[Equipment]]*CSU_data_summary[[#This Row],[Area]]","v":2098418.4472660916}]
[null,"10% Better Than Title 24-East Bay-Recreation Center","10% Better Than Title 24","East Bay","Recreation Center",54548,14.155420018138832,1.7172708383760322,3.8678051261256599,5.2106510314353098,9.2389744634788542,9.1546045164736576,43.344725994028352,2364368.1135222586,{"$f":"CSU_data_summary[[#This Row],[Heating]]*CSU_data_summary[[#This Row],[Area]]","v":772149.85114943702},{"$f":"CSU_data_summary[[#This Row],[Cooling]]*CSU_data_summary[[#This Row],[Area]]","v":93673.68969173581},{"$f":"CSU_data_summary[[#This Row],[Ventilation]]*CSU_data_summary[[#This Row],[Area]]","v":210981.03401990249},{"$f":"CSU_data_summary[[#This Row],[Water Heating]]*CSU_data_summary[[#This Row],[Area]]","v":284230.59246273327},{"$f":"CSU_data_summary[[#This Row],[Lighting]]*CSU_data_summary[[#This Row],[Area]]","v":503967.57903384452},{"$f":"CSU_data_summary[[#This Row],[Equipment]]*CSU_data_summary[[#This Row],[Area]]","v":499365.36716460506}]
[null,"10% Better Than Title 24-East Bay-Residence Hall","10% Better Than Title 24","East Bay","Residence Hall",372126,3.5678415112489184,1.1137922259058188,2.2780457774210565,13.413353651617879,6.1761716972220535,14.064560786187895,40.613765649603621,15113438.156124398,{"$f":"CSU_data_summary[[#This Row],[Heating]]*CSU_data_summary[[#This Row],[Area]]","v":1327686.590215015},{"$f":"CSU_data_summary[[#This Row],[Cooling]]*CSU_data_summary[[#This Row],[Area]]","v":414471.04585742875},{"$f":"CSU_data_summary[[#This Row],[Ventilation]]*CSU_data_summary[[#This Row],[Area]]","v":847720.06296858808},{"$f":"CSU_data_summary[[#This Row],[Water Heating]]*CSU_data_summary[[#This Row],[Area]]","v":4991457.6409619544},{"$f":"CSU_data_summary[[#This Row],[Lighting]]*CSU_data_summary[[#This Row],[Area]]","v":2298314.0690004537},{"$f":"CSU_data_summary[[#This Row],[Equipment]]*CSU_data_summary[[#This Row],[Area]]","v":5233788.7471209569}]
[null,"10% Better Than Title 24-East Bay-Science","10% Better Than Title 24","East Bay","Science",206370,9.3055062210807868,2.3994967619357577,5.4102064652778479,14.946959040119783,14.416660588894322,111.64519628827397,158.12402536558247,32632055.114695255,{"$f":"CSU_data_summary[[#This Row],[Heating]]*CSU_data_summary[[#This Row],[Area]]","v":1920377.318844442},{"$f":"CSU_data_summary[[#This Row],[Cooling]]*CSU_data_summary[[#This Row],[Area]]","v":495184.14676068228},{"$f":"CSU_data_summary[[#This Row],[Ventilation]]*CSU_data_summary[[#This Row],[Area]]","v":1116504.3082393894},{"$f":"CSU_data_summary[[#This Row],[Water Heating]]*CSU_data_summary[[#This Row],[Area]]","v":3084603.9371095197},{"$f":"CSU_data_summary[[#This Row],[Lighting]]*CSU_data_summary[[#This Row],[Area]]","v":2975166.2457301212},{"$f":"CSU_data_summary[[#This Row],[Equipment]]*CSU_data_summary[[#This Row],[Area]]","v":23040219.158011097}]
[null,"10% Better Than Title 24-East Bay-Theater Arts","10% Better Than Title 24","East Bay","Theater Arts",60500,13.223254799642485,1.6041848159040073,3.613101740010928,4.8675183196540921,8.6305678857584365,9.1546045164736576,41.093232077443602,2486140.540685338,{"$f":"CSU_data_summary[[#This Row],[Heating]]*CSU_data_summary[[#This Row],[Area]]","v":800006.91537837032},{"$f":"CSU_data_summary[[#This Row],[Cooling]]*CSU_data_summary[[#This Row],[Area]]","v":97053.181362192438},{"$f":"CSU_data_summary[[#This Row],[Ventilation]]*CSU_data_summary[[#This Row],[Area]]","v":218592.65527066114},{"$f":"CSU_data_summary[[#This Row],[Water Heating]]*CSU_data_summary[[#This Row],[Area]]","v":294484.85833907255},{"$f":"CSU_data_summary[[#This Row],[Lighting]]*CSU_data_summary[[#This Row],[Area]]","v":522149.35708838538},{"$f":"CSU_data_summary[[#This Row],[Equipment]]*CSU_data_summary[[#This Row],[Area]]","v":553853.57324665633}]
[null,"10% Better Than Title 24-East Bay-University Union","10% Better Than Title 24","East Bay","University Union",72450,13.438165773068032,1.8499287472556321,3.7223200204437377,5.2720752190417031,9.3229989307134016,9.1853773616192225,42.79086605214173,3100198.2454776685,{"$f":"CSU_data_summary[[#This Row],[Heating]]*CSU_data_summary[[#This Row],[Area]]","v":973595.11025877891},{"$f":"CSU_data_summary[[#This Row],[Cooling]]*CSU_data_summary[[#This Row],[Area]]","v":134027.33773867055},{"$f":"CSU_data_summary[[#This Row],[Ventilation]]*CSU_data_summary[[#This Row],[Area]]","v":269682.0854811488},{"$f":"CSU_data_summary[[#This Row],[Water Heating]]*CSU_data_summary[[#This Row],[Area]]","v":381961.84961957141},{"$f":"CSU_data_summary[[#This Row],[Lighting]]*CSU_data_summary[[#This Row],[Area]]","v":675451.27253018599},{"$f":"CSU_data_summary[[#This Row],[Equipment]]*CSU_data_summary[[#This Row],[Area]]","v":665480.58984931267}]
[null,"10% Better Than Title 24-Fresno-Business Administration","10% Better Than Title 24","Fresno","Business Administration",94803,5.9471936885991692,7.5407967627402659,2.6181318558576692,1.4122140307249913,9.3327074839394193,12.382609829236085,39.233653651097598,3719468.0670850053,{"$f":"CSU_data_summary[[#This Row],[Heating]]*CSU_data_summary[[#This Row],[Area]]","v":563811.80326026701},{"$f":"CSU_data_summary[[#This Row],[Cooling]]*CSU_data_summary[[#This Row],[Area]]","v":714890.1554980654},{"$f":"CSU_data_summary[[#This Row],[Ventilation]]*CSU_data_summary[[#This Row],[Area]]","v":248206.75433087462},{"$f":"CSU_data_summary[[#This Row],[Water Heating]]*CSU_data_summary[[#This Row],[Area]]","v":133882.12675482134},{"$f":"CSU_data_summary[[#This Row],[Lighting]]*CSU_data_summary[[#This Row],[Area]]","v":884768.66759990877},{"$f":"CSU_data_summary[[#This Row],[Equipment]]*CSU_data_summary[[#This Row],[Area]]","v":1173908.5596410686}]
[null,"10% Better Than Title 24-Fresno-Classroom","10% Better Than Title 24","Fresno","Classroom",287352,13.290978985444236,8.4352231301138811,3.8367051111852128,4.5072602129330868,8.4916059017949603,10.516891786099677,49.078665127571057,14102852.581737798,{"$f":"CSU_data_summary[[#This Row],[Heating]]*CSU_data_summary[[#This Row],[Area]]","v":3819189.393425372},{"$f":"CSU_data_summary[[#This Row],[Cooling]]*CSU_data_summary[[#This Row],[Area]]","v":2423878.2368844841},{"$f":"CSU_data_summary[[#This Row],[Ventilation]]*CSU_data_summary[[#This Row],[Area]]","v":1102484.8871092934},{"$f":"CSU_data_summary[[#This Row],[Water Heating]]*CSU_data_summary[[#This Row],[Area]]","v":1295170.2367067484},{"$f":"CSU_data_summary[[#This Row],[Lighting]]*CSU_data_summary[[#This Row],[Area]]","v":2440079.9390925854},{"$f":"CSU_data_summary[[#This Row],[Equipment]]*CSU_data_summary[[#This Row],[Area]]","v":3022049.8885193146}]
[null,"10% Better Than Title 24-Fresno-Education","10% Better Than Title 24","Fresno","Education",121214,13.290978985444236,8.4352231301138811,3.8367051111852128,4.5072602129330868,8.4916059017949603,10.516891786099677,49.078665127571057,5949021.3147733985,{"$f":"CSU_data_summary[[#This Row],[Heating]]*CSU_data_summary[[#This Row],[Area]]","v":1611052.7267416376},{"$f":"CSU_data_summary[[#This Row],[Cooling]]*CSU_data_summary[[#This Row],[Area]]","v":1022467.136493624},{"$f":"CSU_data_summary[[#This Row],[Ventilation]]*CSU_data_summary[[#This Row],[Area]]","v":465062.37334720441},{"$f":"CSU_data_summary[[#This Row],[Water Heating]]*CSU_data_summary[[#This Row],[Area]]","v":546343.03945047117},{"$f":"CSU_data_summary[[#This Row],[Lighting]]*CSU_data_summary[[#This Row],[Area]]","v":1029301.5177801743},{"$f":"CSU_data_summary[[#This Row],[Equipment]]*CSU_data_summary[[#This Row],[Area]]","v":1274794.5209602863}]
[null,"10% Better Than Title 24-Fresno-Engineering","10% Better Than Title 24","Fresno","Engineering",125839,13.290978985444236,8.4352231301138811,3.8367051111852128,4.5072602129330868,8.4916059017949603,10.516891786099677,49.078665127571057,6176010.1409884142,{"$f":"CSU_data_summary[[#This Row],[Heating]]*CSU_data_summary[[#This Row],[Area]]","v":1672523.5045493171},{"$f":"CSU_data_summary[[#This Row],[Cooling]]*CSU_data_summary[[#This Row],[Area]]","v":1061480.0434704006},{"$f":"CSU_data_summary[[#This Row],[Ventilation]]*CSU_data_summary[[#This Row],[Area]]","v":482807.13448643597},{"$f":"CSU_data_summary[[#This Row],[Water Heating]]*CSU_data_summary[[#This Row],[Area]]","v":567189.11793528672},{"$f":"CSU_data_summary[[#This Row],[Lighting]]*CSU_data_summary[[#This Row],[Area]]","v":1068575.195075976},{"$f":"CSU_data_summary[[#This Row],[Equipment]]*CSU_data_summary[[#This Row],[Area]]","v":1323435.1454709973}]
[null,"10% Better Than Title 24-Fresno-Industrial Arts","10% Better Than Title 24","Fresno","Industrial Arts",96421,13.290978985444236,8.4352231301138811,3.8367051111852128,4.5072602129330868,8.4916059017949603,10.516891786099677,49.078665127571057,4732213.9702655291,{"$f":"CSU_data_summary[[#This Row],[Heating]]*CSU_data_summary[[#This Row],[Area]]","v":1281529.4847555186},{"$f":"CSU_data_summary[[#This Row],[Cooling]]*CSU_data_summary[[#This Row],[Area]]","v":813332.64942871057},{"$f":"CSU_data_summary[[#This Row],[Ventilation]]*CSU_data_summary[[#This Row],[Area]]","v":369938.94352558942},{"$f":"CSU_data_summary[[#This Row],[Water Heating]]*CSU_data_summary[[#This Row],[Area]]","v":434594.53699122113},{"$f":"CSU_data_summary[[#This Row],[Lighting]]*CSU_data_summary[[#This Row],[Area]]","v":818769.13265697192},{"$f":"CSU_data_summary[[#This Row],[Equipment]]*CSU_data_summary[[#This Row],[Area]]","v":1014049.222907517}]
[null,"10% Better Than Title 24-Fresno-Library","10% Better Than Title 24","Fresno","Library",339984,13.290978985444236,8.4352231301138811,3.8367051111852128,4.5072602129330868,8.4916059017949603,10.516891786099677,49.078665127571057,16685960.884732118,{"$f":"CSU_data_summary[[#This Row],[Heating]]*CSU_data_summary[[#This Row],[Area]]","v":4518720.1993872728},{"$f":"CSU_data_summary[[#This Row],[Cooling]]*CSU_data_summary[[#This Row],[Area]]","v":2867840.9006686378},{"$f":"CSU_data_summary[[#This Row],[Ventilation]]*CSU_data_summary[[#This Row],[Area]]","v":1304418.3505211934},{"$f":"CSU_data_summary[[#This Row],[Water Heating]]*CSU_data_summary[[#This Row],[Area]]","v":1532396.3562338427},{"$f":"CSU_data_summary[[#This Row],[Lighting]]*CSU_data_summary[[#This Row],[Area]]","v":2887010.1409158576},{"$f":"CSU_data_summary[[#This Row],[Equipment]]*CSU_data_summary[[#This Row],[Area]]","v":3575574.9370053126}]
[null,"10% Better Than Title 24-Fresno-Music","10% Better Than Title 24","Fresno","Music",93969,13.290978985444236,8.4352231301138811,3.8367051111852128,4.5072602129330868,8.4916059017949603,10.516891786099677,49.078665127571057,4611873.0833727242,{"$f":"CSU_data_summary[[#This Row],[Heating]]*CSU_data_summary[[#This Row],[Area]]","v":1248940.0042832093},{"$f":"CSU_data_summary[[#This Row],[Cooling]]*CSU_data_summary[[#This Row],[Area]]","v":792649.48231367127},{"$f":"CSU_data_summary[[#This Row],[Ventilation]]*CSU_data_summary[[#This Row],[Area]]","v":360531.34259296325},{"$f":"CSU_data_summary[[#This Row],[Water Heating]]*CSU_data_summary[[#This Row],[Area]]","v":423542.7349491092},{"$f":"CSU_data_summary[[#This Row],[Lighting]]*CSU_data_summary[[#This Row],[Area]]","v":797947.71498577064},{"$f":"CSU_data_summary[[#This Row],[Equipment]]*CSU_data_summary[[#This Row],[Area]]","v":988261.80424800061}]
[null,"10% Better Than Title 24-Fresno-Recreation Center","10% Better Than Title 24","Fresno","Recreation Center",90290,16.339475086978712,10.369974878340058,4.7167140696671064,5.5410715824925356,10.439289929866867,10.516891786099677,57.923417333444952,5229905.3510367451,{"$f":"CSU_data_summary[[#This Row],[Heating]]*CSU_data_summary[[#This Row],[Area]]","v":1475291.205603308},{"$f":"CSU_data_summary[[#This Row],[Cooling]]*CSU_data_summary[[#This Row],[Area]]","v":936305.03176532383},{"$f":"CSU_data_summary[[#This Row],[Ventilation]]*CSU_data_summary[[#This Row],[Area]]","v":425872.11335024302},{"$f":"CSU_data_summary[[#This Row],[Water Heating]]*CSU_data_summary[[#This Row],[Area]]","v":500303.35318325105},{"$f":"CSU_data_summary[[#This Row],[Lighting]]*CSU_data_summary[[#This Row],[Area]]","v":942563.48776767938},{"$f":"CSU_data_summary[[#This Row],[Equipment]]*CSU_data_summary[[#This Row],[Area]]","v":949570.1593669398}]
[null,"10% Better Than Title 24-Fresno-Residence Hall","10% Better Than Title 24","Fresno","Residence Hall",228380,7.365295029568399,8.5823754772845255,4.2838020519136046,16.607099813795394,8.3691660563058452,16.001052522832225,61.208790951699996,13978863.677549245,{"$f":"CSU_data_summary[[#This Row],[Heating]]*CSU_data_summary[[#This Row],[Area]]","v":1682086.0788528309},{"$f":"CSU_data_summary[[#This Row],[Cooling]]*CSU_data_summary[[#This Row],[Area]]","v":1960042.91150224},{"$f":"CSU_data_summary[[#This Row],[Ventilation]]*CSU_data_summary[[#This Row],[Area]]","v":978334.71261602908},{"$f":"CSU_data_summary[[#This Row],[Water Heating]]*CSU_data_summary[[#This Row],[Area]]","v":3792729.4554745918},{"$f":"CSU_data_summary[[#This Row],[Lighting]]*CSU_data_summary[[#This Row],[Area]]","v":1911350.1439391288},{"$f":"CSU_data_summary[[#This Row],[Equipment]]*CSU_data_summary[[#This Row],[Area]]","v":3654320.3751644236}]
[null,"10% Better Than Title 24-Fresno-Science","10% Better Than Title 24","Fresno","Science",211061,11.343031885056506,15.301460525088455,6.9672695524781236,16.785273626981841,16.768438628400336,123.41619824552758,190.58167246353284,40224358.371825702,{"$f":"CSU_data_summary[[#This Row],[Heating]]*CSU_data_summary[[#This Row],[Area]]","v":2394071.6526919114},{"$f":"CSU_data_summary[[#This Row],[Cooling]]*CSU_data_summary[[#This Row],[Area]]","v":3229541.5598856942},{"$f":"CSU_data_summary[[#This Row],[Ventilation]]*CSU_data_summary[[#This Row],[Area]]","v":1470518.8790155852},{"$f":"CSU_data_summary[[#This Row],[Water Heating]]*CSU_data_summary[[#This Row],[Area]]","v":3542716.6369844144},{"$f":"CSU_data_summary[[#This Row],[Lighting]]*CSU_data_summary[[#This Row],[Area]]","v":3539163.4253488034},{"$f":"CSU_data_summary[[#This Row],[Equipment]]*CSU_data_summary[[#This Row],[Area]]","v":26048346.217899296}]
[null,"10% Better Than Title 24-Fullerton-Administration","10% Better Than Title 24","Fullerton","Administration",377958,3.3589659325128984,6.2318605724941083,3.5634926014807089,1.1699808074036997,6.9591434108538754,11.534817751638739,32.818261076384033,12403924.319907956,{"$f":"CSU_data_summary[[#This Row],[Heating]]*CSU_data_summary[[#This Row],[Area]]","v":1269548.0459207101},{"$f":"CSU_data_summary[[#This Row],[Cooling]]*CSU_data_summary[[#This Row],[Area]]","v":2355381.5582587281},{"$f":"CSU_data_summary[[#This Row],[Ventilation]]*CSU_data_summary[[#This Row],[Area]]","v":1346850.5366704457},{"$f":"CSU_data_summary[[#This Row],[Water Heating]]*CSU_data_summary[[#This Row],[Area]]","v":442203.60600468755},{"$f":"CSU_data_summary[[#This Row],[Lighting]]*CSU_data_summary[[#This Row],[Area]]","v":2630263.9252795093},{"$f":"CSU_data_summary[[#This Row],[Equipment]]*CSU_data_summary[[#This Row],[Area]]","v":4359676.6477738749}]
[null,"10% Better Than Title 24-Fullerton-Apartments","10% Better Than Title 24","Fullerton","Apartments",316287,0.7832662149650802,3.7500053053977371,2.307317633828684,10.108051927687574,5.0639793632753864,11.129569947614263,33.142190392768725,10482443.972757641,{"$f":"CSU_data_summary[[#This Row],[Heating]]*CSU_data_summary[[#This Row],[Area]]","v":247736.92133266033},{"$f":"CSU_data_summary[[#This Row],[Cooling]]*CSU_data_summary[[#This Row],[Area]]","v":1186077.9280283342},{"$f":"CSU_data_summary[[#This Row],[Ventilation]]*CSU_data_summary[[#This Row],[Area]]","v":729774.57245077298},{"$f":"CSU_data_summary[[#This Row],[Water Heating]]*CSU_data_summary[[#This Row],[Area]]","v":3197045.42005252},{"$f":"CSU_data_summary[[#This Row],[Lighting]]*CSU_data_summary[[#This Row],[Area]]","v":1601670.8408722822},{"$f":"CSU_data_summary[[#This Row],[Equipment]]*CSU_data_summary[[#This Row],[Area]]","v":3520138.2900210721}]
[null,"10% Better Than Title 24-Fullerton-Business Administration","10% Better Than Title 24","Fullerton","Business Administration",196229,2.458410066325154,5.9430127181622598,2.3034969312375995,1.2561776463703804,8.3121854784776854,8.7337947790923618,29.007077619665445,5692029.8342293305,{"$f":"CSU_data_summary[[#This Row],[Heating]]*CSU_data_summary[[#This Row],[Area]]","v":482411.34890491865},{"$f":"CSU_data_summary[[#This Row],[Cooling]]*CSU_data_summary[[#This Row],[Area]]","v":1166191.4426722622},{"$f":"CSU_data_summary[[#This Row],[Ventilation]]*CSU_data_summary[[#This Row],[Area]]","v":452012.8993198229},{"$f":"CSU_data_summary[[#This Row],[Water Heating]]*CSU_data_summary[[#This Row],[Area]]","v":246498.48336961339},{"$f":"CSU_data_summary[[#This Row],[Lighting]]*CSU_data_summary[[#This Row],[Area]]","v":1631091.8442561978},{"$f":"CSU_data_summary[[#This Row],[Equipment]]*CSU_data_summary[[#This Row],[Area]]","v":1713823.815706515}]
[null,"10% Better Than Title 24-Fullerton-Classroom","10% Better Than Title 24","Fullerton","Classroom",225250,5.1413927249406353,5.1598078290687397,2.7962070239700032,3.3470806546688339,6.4049369576578918,7.4782719209895001,30.327697111295603,6831313.7743193349,{"$f":"CSU_data_summary[[#This Row],[Heating]]*CSU_data_summary[[#This Row],[Area]]","v":1158098.711292878},{"$f":"CSU_data_summary[[#This Row],[Cooling]]*CSU_data_summary[[#This Row],[Area]]","v":1162246.7134977337},{"$f":"CSU_data_summary[[#This Row],[Ventilation]]*CSU_data_summary[[#This Row],[Area]]","v":629845.63214924326},{"$f":"CSU_data_summary[[#This Row],[Water Heating]]*CSU_data_summary[[#This Row],[Area]]","v":753929.91746415477},{"$f":"CSU_data_summary[[#This Row],[Lighting]]*CSU_data_summary[[#This Row],[Area]]","v":1442712.0497124402},{"$f":"CSU_data_summary[[#This Row],[Equipment]]*CSU_data_summary[[#This Row],[Area]]","v":1684480.7502028849}]
[null,"10% Better Than Title 24-Fullerton-Humanities","10% Better Than Title 24","Fullerton","Humanities",147047,5.1413927249406353,5.1598078290687397,2.7962070239700032,3.3470806546688339,6.4049369576578918,7.4782719209895001,30.327697111295603,4459596.8771246849,{"$f":"CSU_data_summary[[#This Row],[Heating]]*CSU_data_summary[[#This Row],[Area]]","v":756026.37602434563},{"$f":"CSU_data_summary[[#This Row],[Cooling]]*CSU_data_summary[[#This Row],[Area]]","v":758734.26184107095},{"$f":"CSU_data_summary[[#This Row],[Ventilation]]*CSU_data_summary[[#This Row],[Area]]","v":411173.85425371706},{"$f":"CSU_data_summary[[#This Row],[Water Heating]]*CSU_data_summary[[#This Row],[Area]]","v":492178.16902708804},{"$f":"CSU_data_summary[[#This Row],[Lighting]]*CSU_data_summary[[#This Row],[Area]]","v":941826.76481272001},{"$f":"CSU_data_summary[[#This Row],[Equipment]]*CSU_data_summary[[#This Row],[Area]]","v":1099657.4511657429}]
[null,"10% Better Than Title 24-Fullerton-Library","10% Better Than Title 24","Fullerton","Library",414388,5.1413927249406353,5.1598078290687397,2.7962070239700032,3.3470806546688339,6.4049369576578918,7.4782719209895001,30.327697111295603,12567433.750555562,{"$f":"CSU_data_summary[[#This Row],[Heating]]*CSU_data_summary[[#This Row],[Area]]","v":2130531.4485026998},{"$f":"CSU_data_summary[[#This Row],[Cooling]]*CSU_data_summary[[#This Row],[Area]]","v":2138162.4466721369},{"$f":"CSU_data_summary[[#This Row],[Ventilation]]*CSU_data_summary[[#This Row],[Area]]","v":1158714.6362488817},{"$f":"CSU_data_summary[[#This Row],[Water Heating]]*CSU_data_summary[[#This Row],[Area]]","v":1386990.0583269086},{"$f":"CSU_data_summary[[#This Row],[Lighting]]*CSU_data_summary[[#This Row],[Area]]","v":2654129.0160099384},{"$f":"CSU_data_summary[[#This Row],[Equipment]]*CSU_data_summary[[#This Row],[Area]]","v":3098906.1447949968}]
[null,"10% Better Than Title 24-Fullerton-Performing Arts","10% Better Than Title 24","Fullerton","Performing Arts",256727,5.1413927249406353,5.1598078290687397,2.7962070239700032,3.3470806546688339,6.4049369576578918,7.4782719209895001,30.327697111295603,7785938.6962915864,{"$f":"CSU_data_summary[[#This Row],[Heating]]*CSU_data_summary[[#This Row],[Area]]","v":1319934.3300958346},{"$f":"CSU_data_summary[[#This Row],[Cooling]]*CSU_data_summary[[#This Row],[Area]]","v":1324661.9845333304},{"$f":"CSU_data_summary[[#This Row],[Ventilation]]*CSU_data_summary[[#This Row],[Area]]","v":717861.840642747},{"$f":"CSU_data_summary[[#This Row],[Water Heating]]*CSU_data_summary[[#This Row],[Area]]","v":859285.97523116576},{"$f":"CSU_data_summary[[#This Row],[Lighting]]*CSU_data_summary[[#This Row],[Area]]","v":1644320.2503286377},{"$f":"CSU_data_summary[[#This Row],[Equipment]]*CSU_data_summary[[#This Row],[Area]]","v":1919874.3154598714}]
[null,"10% Better Than Title 24-Fullerton-Residence Hall","10% Better Than Title 24","Fullerton","Residence Hall",256563,0.78326621496507987,3.7500053053977358,2.3073176338286832,10.108051927687571,5.0639793632753847,11.129569947614263,33.142190392768718,8503059.7937399205,{"$f":"CSU_data_summary[[#This Row],[Heating]]*CSU_data_summary[[#This Row],[Area]]","v":200957.12991008579},{"$f":"CSU_data_summary[[#This Row],[Cooling]]*CSU_data_summary[[#This Row],[Area]]","v":962112.61116875929},{"$f":"CSU_data_summary[[#This Row],[Ventilation]]*CSU_data_summary[[#This Row],[Area]]","v":591972.33408798848},{"$f":"CSU_data_summary[[#This Row],[Water Heating]]*CSU_data_summary[[#This Row],[Area]]","v":2593352.1267233063},{"$f":"CSU_data_summary[[#This Row],[Lighting]]*CSU_data_summary[[#This Row],[Area]]","v":1299229.7373800224},{"$f":"CSU_data_summary[[#This Row],[Equipment]]*CSU_data_summary[[#This Row],[Area]]","v":2855435.854469758}]
[null,"10% Better Than Title 24-Fullerton-Science","10% Better Than Title 24","Fullerton","Science",416487,3.1077137520463722,6.6291506345089743,3.5963467953470762,8.8281564487652453,9.4069450806347472,86.268134736333863,117.83644744763629,49077348.488123693,{"$f":"CSU_data_summary[[#This Row],[Heating]]*CSU_data_summary[[#This Row],[Area]]","v":1294322.3774485374},{"$f":"CSU_data_summary[[#This Row],[Cooling]]*CSU_data_summary[[#This Row],[Area]]","v":2760955.0603147391},{"$f":"CSU_data_summary[[#This Row],[Ventilation]]*CSU_data_summary[[#This Row],[Area]]","v":1497831.6877537176},{"$f":"CSU_data_summary[[#This Row],[Water Heating]]*CSU_data_summary[[#This Row],[Area]]","v":3676812.3948768908},{"$f":"CSU_data_summary[[#This Row],[Lighting]]*CSU_data_summary[[#This Row],[Area]]","v":3917870.3357983241},{"$f":"CSU_data_summary[[#This Row],[Equipment]]*CSU_data_summary[[#This Row],[Area]]","v":35929556.631931484}]
[null,"10% Better Than Title 24-Fullerton-University Union","10% Better Than Title 24","Fullerton","University Union",166841,4.9708126501616139,6.3477655959974326,3.5469726887702993,4.2113298196914331,7.8648131605181097,7.5843248624561204,34.526018777595006,5760355.4988727281,{"$f":"CSU_data_summary[[#This Row],[Heating]]*CSU_data_summary[[#This Row],[Area]]","v":829335.35336561385},{"$f":"CSU_data_summary[[#This Row],[Cooling]]*CSU_data_summary[[#This Row],[Area]]","v":1059067.5598018076},{"$f":"CSU_data_summary[[#This Row],[Ventilation]]*CSU_data_summary[[#This Row],[Area]]","v":591780.47036712547},{"$f":"CSU_data_summary[[#This Row],[Water Heating]]*CSU_data_summary[[#This Row],[Area]]","v":702622.47844713833},{"$f":"CSU_data_summary[[#This Row],[Lighting]]*CSU_data_summary[[#This Row],[Area]]","v":1312173.292514002},{"$f":"CSU_data_summary[[#This Row],[Equipment]]*CSU_data_summary[[#This Row],[Area]]","v":1265376.3443770416}]
[null,"10% Better Than Title 24-Humboldt-Apartments","10% Better Than Title 24","Humboldt","Apartments",106885,6.1351873761454385,0.10214910280587136,1.4382067549180577,9.2894688560804646,4.2992899862202112,9.568806140361513,30.833108216531553,3295596.771723975,{"$f":"CSU_data_summary[[#This Row],[Heating]]*CSU_data_summary[[#This Row],[Area]]","v":655759.50269930519},{"$f":"CSU_data_summary[[#This Row],[Cooling]]*CSU_data_summary[[#This Row],[Area]]","v":10918.20685340556},{"$f":"CSU_data_summary[[#This Row],[Ventilation]]*CSU_data_summary[[#This Row],[Area]]","v":153722.72899941661},{"$f":"CSU_data_summary[[#This Row],[Water Heating]]*CSU_data_summary[[#This Row],[Area]]","v":992904.8786821604},{"$f":"CSU_data_summary[[#This Row],[Lighting]]*CSU_data_summary[[#This Row],[Area]]","v":459529.61017714726},{"$f":"CSU_data_summary[[#This Row],[Equipment]]*CSU_data_summary[[#This Row],[Area]]","v":1022761.8443125404}]
[null,"10% Better Than Title 24-Humboldt-Classroom","10% Better Than Title 24","Humboldt","Classroom",67385,17.057242370464898,8.197350663847823E-2,2.5110461439069103,3.6090179078033318,6.1968433718060396,6.2158654807033997,35.671988781323051,2403756.9640294537,{"$f":"CSU_data_summary[[#This Row],[Heating]]*CSU_data_summary[[#This Row],[Area]]","v":1149402.2771337773},{"$f":"CSU_data_summary[[#This Row],[Cooling]]*CSU_data_summary[[#This Row],[Area]]","v":5523.7847448338553},{"$f":"CSU_data_summary[[#This Row],[Ventilation]]*CSU_data_summary[[#This Row],[Area]]","v":169206.84440716714},{"$f":"CSU_data_summary[[#This Row],[Water Heating]]*CSU_data_summary[[#This Row],[Area]]","v":243193.67171732752},{"$f":"CSU_data_summary[[#This Row],[Lighting]]*CSU_data_summary[[#This Row],[Area]]","v":417574.29060914996},{"$f":"CSU_data_summary[[#This Row],[Equipment]]*CSU_data_summary[[#This Row],[Area]]","v":418856.09541719861}]
[null,"10% Better Than Title 24-Humboldt-Food Service","10% Better Than Title 24","Humboldt","Food Service",54677,9.6352110309704067,0.25862303957658661,6.3562105211453437,32.708281295306094,16.144927664253142,129.755451088716,194.85870463996758,10654289.393599508,{"$f":"CSU_data_summary[[#This Row],[Heating]]*CSU_data_summary[[#This Row],[Area]]","v":526824.43354036892},{"$f":"CSU_data_summary[[#This Row],[Cooling]]*CSU_data_summary[[#This Row],[Area]]","v":14140.731934929026},{"$f":"CSU_data_summary[[#This Row],[Ventilation]]*CSU_data_summary[[#This Row],[Area]]","v":347538.52266466396},{"$f":"CSU_data_summary[[#This Row],[Water Heating]]*CSU_data_summary[[#This Row],[Area]]","v":1788390.6963834513},{"$f":"CSU_data_summary[[#This Row],[Lighting]]*CSU_data_summary[[#This Row],[Area]]","v":882756.20989836904},{"$f":"CSU_data_summary[[#This Row],[Equipment]]*CSU_data_summary[[#This Row],[Area]]","v":7094638.7991777249}]
[null,"10% Better Than Title 24-Humboldt-Humanities","10% Better Than Title 24","Humboldt","Humanities",92078,17.057242370464898,8.197350663847823E-2,2.5110461439069103,3.6090179078033318,6.1968433718060396,6.2158654807033997,35.671988781323051,3284605.383006664,{"$f":"CSU_data_summary[[#This Row],[Heating]]*CSU_data_summary[[#This Row],[Area]]","v":1570596.762987667},{"$f":"CSU_data_summary[[#This Row],[Cooling]]*CSU_data_summary[[#This Row],[Area]]","v":7547.9565442577987},{"$f":"CSU_data_summary[[#This Row],[Ventilation]]*CSU_data_summary[[#This Row],[Area]]","v":231212.10683866049},{"$f":"CSU_data_summary[[#This Row],[Water Heating]]*CSU_data_summary[[#This Row],[Area]]","v":332311.1509147152},{"$f":"CSU_data_summary[[#This Row],[Lighting]]*CSU_data_summary[[#This Row],[Area]]","v":570592.94398915651},{"$f":"CSU_data_summary[[#This Row],[Equipment]]*CSU_data_summary[[#This Row],[Area]]","v":572344.46173220768}]
[null,"10% Better Than Title 24-Humboldt-Library","10% Better Than Title 24","Humboldt","Library",163809,17.057242370464898,8.197350663847823E-2,2.5110461439069103,3.6090179078033318,6.1968433718060396,6.2158654807033997,35.671988781323051,5843392.8102797475,{"$f":"CSU_data_summary[[#This Row],[Heating]]*CSU_data_summary[[#This Row],[Area]]","v":2794129.8154634847},{"$f":"CSU_data_summary[[#This Row],[Cooling]]*CSU_data_summary[[#This Row],[Area]]","v":13427.998148942481},{"$f":"CSU_data_summary[[#This Row],[Ventilation]]*CSU_data_summary[[#This Row],[Area]]","v":411331.95778724708},{"$f":"CSU_data_summary[[#This Row],[Water Heating]]*CSU_data_summary[[#This Row],[Area]]","v":591189.61445935594},{"$f":"CSU_data_summary[[#This Row],[Lighting]]*CSU_data_summary[[#This Row],[Area]]","v":1015098.7158921756},{"$f":"CSU_data_summary[[#This Row],[Equipment]]*CSU_data_summary[[#This Row],[Area]]","v":1018214.7085285432}]
[null,"10% Better Than Title 24-Humboldt-Residence Hall","10% Better Than Title 24","Humboldt","Residence Hall",350484,6.1345738574078252,0.10213888789559081,1.4380629342425664,9.2885399091948582,4.2988600572215905,9.568806140361513,30.830981786323942,10805765.82039796,{"$f":"CSU_data_summary[[#This Row],[Heating]]*CSU_data_summary[[#This Row],[Area]]","v":2150069.9838397242},{"$f":"CSU_data_summary[[#This Row],[Cooling]]*CSU_data_summary[[#This Row],[Area]]","v":35798.045985198245},{"$f":"CSU_data_summary[[#This Row],[Ventilation]]*CSU_data_summary[[#This Row],[Area]]","v":504018.04944507161},{"$f":"CSU_data_summary[[#This Row],[Water Heating]]*CSU_data_summary[[#This Row],[Area]]","v":3255484.6215342507},{"$f":"CSU_data_summary[[#This Row],[Lighting]]*CSU_data_summary[[#This Row],[Area]]","v":1506681.6682952519},{"$f":"CSU_data_summary[[#This Row],[Equipment]]*CSU_data_summary[[#This Row],[Area]]","v":3353713.4512984646}]
[null,"10% Better Than Title 24-Humboldt-Science","10% Better Than Title 24","Humboldt","Science",307965,17.403220207038665,0.17776998596375301,5.451393089841881,16.067690006496921,14.296682149559336,77.397526539276669,130.79428197817722,40280061.049409352,{"$f":"CSU_data_summary[[#This Row],[Heating]]*CSU_data_summary[[#This Row],[Area]]","v":5359582.7110606628},{"$f":"CSU_data_summary[[#This Row],[Cooling]]*CSU_data_summary[[#This Row],[Area]]","v":54746.933727327196},{"$f":"CSU_data_summary[[#This Row],[Ventilation]]*CSU_data_summary[[#This Row],[Area]]","v":1678838.2729131549},{"$f":"CSU_data_summary[[#This Row],[Water Heating]]*CSU_data_summary[[#This Row],[Area]]","v":4948286.1528508244},{"$f":"CSU_data_summary[[#This Row],[Lighting]]*CSU_data_summary[[#This Row],[Area]]","v":4402877.7181890411},{"$f":"CSU_data_summary[[#This Row],[Equipment]]*CSU_data_summary[[#This Row],[Area]]","v":23835729.260668341}]
[null,"10% Better Than Title 24-Humboldt-Social Science","10% Better Than Title 24","Humboldt","Social Science",96458,17.057242370464898,8.197350663847823E-2,2.5110461439069103,3.6090179078033318,6.1968433718060396,6.2158654807033997,35.671988781323051,3440848.6938688587,{"$f":"CSU_data_summary[[#This Row],[Heating]]*CSU_data_summary[[#This Row],[Area]]","v":1645307.4845703032},{"$f":"CSU_data_summary[[#This Row],[Cooling]]*CSU_data_summary[[#This Row],[Area]]","v":7907.0005033343332},{"$f":"CSU_data_summary[[#This Row],[Ventilation]]*CSU_data_summary[[#This Row],[Area]]","v":242210.48894897275},{"$f":"CSU_data_summary[[#This Row],[Water Heating]]*CSU_data_summary[[#This Row],[Area]]","v":348118.6493508938},{"$f":"CSU_data_summary[[#This Row],[Lighting]]*CSU_data_summary[[#This Row],[Area]]","v":597735.11795766698},{"$f":"CSU_data_summary[[#This Row],[Equipment]]*CSU_data_summary[[#This Row],[Area]]","v":599569.95253768854}]
[null,"10% Better Than Title 24-Humboldt-Theater Arts","10% Better Than Title 24","Humboldt","Theater Arts",60317,17.057242370464898,8.197350663847823E-2,2.5110461439069103,3.6090179078033318,6.1968433718060396,6.2158654807033997,35.671988781323051,2151627.3473230624,{"$f":"CSU_data_summary[[#This Row],[Heating]]*CSU_data_summary[[#This Row],[Area]]","v":1028841.6880593313},{"$f":"CSU_data_summary[[#This Row],[Cooling]]*CSU_data_summary[[#This Row],[Area]]","v":4944.3959999130911},{"$f":"CSU_data_summary[[#This Row],[Ventilation]]*CSU_data_summary[[#This Row],[Area]]","v":151458.7702620331},{"$f":"CSU_data_summary[[#This Row],[Water Heating]]*CSU_data_summary[[#This Row],[Area]]","v":217685.13314497357},{"$f":"CSU_data_summary[[#This Row],[Lighting]]*CSU_data_summary[[#This Row],[Area]]","v":373775.0016572249},{"$f":"CSU_data_summary[[#This Row],[Equipment]]*CSU_data_summary[[#This Row],[Area]]","v":374922.35819958698}]
[null,"10% Better Than Title 24-Humboldt-University Union","10% Better Than Title 24","Humboldt","University Union",63983,15.586745933336305,0.12777999671884135,1.9932497957710316,3.0720260187070783,5.5053687664074111,6.0996001414997636,32.38477065244043,2072074.7806550961,{"$f":"CSU_data_summary[[#This Row],[Heating]]*CSU_data_summary[[#This Row],[Area]]","v":997286.76505265676},{"$f":"CSU_data_summary[[#This Row],[Cooling]]*CSU_data_summary[[#This Row],[Area]]","v":8175.7475300616261},{"$f":"CSU_data_summary[[#This Row],[Ventilation]]*CSU_data_summary[[#This Row],[Area]]","v":127534.10168281791},{"$f":"CSU_data_summary[[#This Row],[Water Heating]]*CSU_data_summary[[#This Row],[Area]]","v":196557.440754935},{"$f":"CSU_data_summary[[#This Row],[Lighting]]*CSU_data_summary[[#This Row],[Area]]","v":352250.00978104537},{"$f":"CSU_data_summary[[#This Row],[Equipment]]*CSU_data_summary[[#This Row],[Area]]","v":390270.7158535794}]
[null,"10% Better Than Title 24-Long Beach-Administration","10% Better Than Title 24","Long Beach","Administration",176936,5.1651461060256452,7.677202928796123,4.6333493236112302,1.5756787954969897,9.2736636105635739,15.684773664710276,44.009814429203843,7786920.5258456115,{"$f":"CSU_data_summary[[#This Row],[Heating]]*CSU_data_summary[[#This Row],[Area]]","v":913900.29141575354},{"$f":"CSU_data_summary[[#This Row],[Cooling]]*CSU_data_summary[[#This Row],[Area]]","v":1358373.5774094709},{"$f":"CSU_data_summary[[#This Row],[Ventilation]]*CSU_data_summary[[#This Row],[Area]]","v":819806.29592247668},{"$f":"CSU_data_summary[[#This Row],[Water Heating]]*CSU_data_summary[[#This Row],[Area]]","v":278794.30336005538},{"$f":"CSU_data_summary[[#This Row],[Lighting]]*CSU_data_summary[[#This Row],[Area]]","v":1640844.9445986764},{"$f":"CSU_data_summary[[#This Row],[Equipment]]*CSU_data_summary[[#This Row],[Area]]","v":2775201.1131391772}]
[null,"10% Better Than Title 24-Long Beach-Engineering","10% Better Than Title 24","Long Beach","Engineering",254299,7.766678920090401,6.2471469529883121,3.8791248061051458,4.8522050449142924,9.0436486454820155,10.09745641017027,41.886260779750437,10651634.230029756,{"$f":"CSU_data_summary[[#This Row],[Heating]]*CSU_data_summary[[#This Row],[Area]]","v":1975058.6827000689},{"$f":"CSU_data_summary[[#This Row],[Cooling]]*CSU_data_summary[[#This Row],[Area]]","v":1588643.2229979748},{"$f":"CSU_data_summary[[#This Row],[Ventilation]]*CSU_data_summary[[#This Row],[Area]]","v":986457.55906773242},{"$f":"CSU_data_summary[[#This Row],[Water Heating]]*CSU_data_summary[[#This Row],[Area]]","v":1233910.8907166596},{"$f":"CSU_data_summary[[#This Row],[Lighting]]*CSU_data_summary[[#This Row],[Area]]","v":2299790.8068974311},{"$f":"CSU_data_summary[[#This Row],[Equipment]]*CSU_data_summary[[#This Row],[Area]]","v":2567773.0676498897}]
[null,"10% Better Than Title 24-Long Beach-Industrial Arts","10% Better Than Title 24","Long Beach","Industrial Arts",136211,7.766678920090401,6.2471469529883121,3.8791248061051458,4.8522050449142924,9.0436486454820155,10.09745641017027,41.886260779750437,5705369.467070587,{"$f":"CSU_data_summary[[#This Row],[Heating]]*CSU_data_summary[[#This Row],[Area]]","v":1057907.1023844336},{"$f":"CSU_data_summary[[#This Row],[Cooling]]*CSU_data_summary[[#This Row],[Area]]","v":850930.13361349097},{"$f":"CSU_data_summary[[#This Row],[Ventilation]]*CSU_data_summary[[#This Row],[Area]]","v":528379.46896438801},{"$f":"CSU_data_summary[[#This Row],[Water Heating]]*CSU_data_summary[[#This Row],[Area]]","v":660923.70137282065},{"$f":"CSU_data_summary[[#This Row],[Lighting]]*CSU_data_summary[[#This Row],[Area]]","v":1231844.4256497507},{"$f":"CSU_data_summary[[#This Row],[Equipment]]*CSU_data_summary[[#This Row],[Area]]","v":1375384.6350857026}]
[null,"10% Better Than Title 24-Long Beach-Liberal Arts","10% Better Than Title 24","Long Beach","Liberal Arts",147057,7.766678920090401,6.2471469529883121,3.8791248061051458,4.8522050449142924,9.0436486454820155,10.09745641017027,41.886260779750437,6159667.8514877604,{"$f":"CSU_data_summary[[#This Row],[Heating]]*CSU_data_summary[[#This Row],[Area]]","v":1142144.5019517341},{"$f":"CSU_data_summary[[#This Row],[Cooling]]*CSU_data_summary[[#This Row],[Area]]","v":918686.68946560216},{"$f":"CSU_data_summary[[#This Row],[Ventilation]]*CSU_data_summary[[#This Row],[Area]]","v":570452.45661140443},{"$f":"CSU_data_summary[[#This Row],[Water Heating]]*CSU_data_summary[[#This Row],[Area]]","v":713550.71728996106},{"$f":"CSU_data_summary[[#This Row],[Lighting]]*CSU_data_summary[[#This Row],[Area]]","v":1329931.8388586487},{"$f":"CSU_data_summary[[#This Row],[Equipment]]*CSU_data_summary[[#This Row],[Area]]","v":1484901.6473104095}]
[null,"10% Better Than Title 24-Long Beach-Library","10% Better Than Title 24","Long Beach","Library",406020,7.766678920090401,6.2471469529883121,3.8791248061051458,4.8522050449142924,9.0436486454820155,10.09745641017027,41.886260779750437,17006659.601794273,{"$f":"CSU_data_summary[[#This Row],[Heating]]*CSU_data_summary[[#This Row],[Area]]","v":3153426.9751351047},{"$f":"CSU_data_summary[[#This Row],[Cooling]]*CSU_data_summary[[#This Row],[Area]]","v":2536466.6058523143},{"$f":"CSU_data_summary[[#This Row],[Ventilation]]*CSU_data_summary[[#This Row],[Area]]","v":1575002.2537748113},{"$f":"CSU_data_summary[[#This Row],[Water Heating]]*CSU_data_summary[[#This Row],[Area]]","v":1970092.2923361009},{"$f":"CSU_data_summary[[#This Row],[Lighting]]*CSU_data_summary[[#This Row],[Area]]","v":3671902.2230386077},{"$f":"CSU_data_summary[[#This Row],[Equipment]]*CSU_data_summary[[#This Row],[Area]]","v":4099769.2516573332}]
[null,"10% Better Than Title 24-Long Beach-Recreation Center","10% Better Than Title 24","Long Beach","Recreation Center",109727,8.5637563235223624,6.8882780881077554,4.2772309670332982,5.3501763191117231,9.971778680733669,10.09745641017027,45.148676788679083,4954028.8579913899,{"$f":"CSU_data_summary[[#This Row],[Heating]]*CSU_data_summary[[#This Row],[Area]]","v":939675.29011113825},{"$f":"CSU_data_summary[[#This Row],[Cooling]]*CSU_data_summary[[#This Row],[Area]]","v":755830.08977379964},{"$f":"CSU_data_summary[[#This Row],[Ventilation]]*CSU_data_summary[[#This Row],[Area]]","v":469327.72231966269},{"$f":"CSU_data_summary[[#This Row],[Water Heating]]*CSU_data_summary[[#This Row],[Area]]","v":587058.79696717206},{"$f":"CSU_data_summary[[#This Row],[Lighting]]*CSU_data_summary[[#This Row],[Area]]","v":1094173.3593008632},{"$f":"CSU_data_summary[[#This Row],[Equipment]]*CSU_data_summary[[#This Row],[Area]]","v":1107963.5995187534}]
[null,"10% Better Than Title 24-Long Beach-Residence Hall","10% Better Than Title 24","Long Beach","Residence Hall",570771,1.2926561809909101,3.9767236138722706,2.7760458402338268,14.021603466303125,6.4782381916248122,14.991420850990057,43.536688144015002,24849479.028647587,{"$f":"CSU_data_summary[[#This Row],[Heating]]*CSU_data_summary[[#This Row],[Area]]","v":737810.66108036274},{"$f":"CSU_data_summary[[#This Row],[Cooling]]*CSU_data_summary[[#This Row],[Area]]","v":2269798.5138134896},{"$f":"CSU_data_summary[[#This Row],[Ventilation]]*CSU_data_summary[[#This Row],[Area]]","v":1584486.4602761015},{"$f":"CSU_data_summary[[#This Row],[Water Heating]]*CSU_data_summary[[#This Row],[Area]]","v":8003124.6320653008},{"$f":"CSU_data_summary[[#This Row],[Lighting]]*CSU_data_summary[[#This Row],[Area]]","v":3697590.4908718858},{"$f":"CSU_data_summary[[#This Row],[Equipment]]*CSU_data_summary[[#This Row],[Area]]","v":8556668.270540446}]
[null,"10% Better Than Title 24-Long Beach-Science","10% Better Than Title 24","Long Beach","Science",450044,4.5830649580812857,7.8354963547858087,4.8706444159105748,12.494055150343579,13.024027600797599,117.38836004295732,160.19564852287618,72095090.443829283,{"$f":"CSU_data_summary[[#This Row],[Heating]]*CSU_data_summary[[#This Row],[Area]]","v":2062580.8859947342},{"$f":"CSU_data_summary[[#This Row],[Cooling]]*CSU_data_summary[[#This Row],[Area]]","v":3526318.1214932245},{"$f":"CSU_data_summary[[#This Row],[Ventilation]]*CSU_data_summary[[#This Row],[Area]]","v":2192004.2955140588},{"$f":"CSU_data_summary[[#This Row],[Water Heating]]*CSU_data_summary[[#This Row],[Area]]","v":5622874.5560812252},{"$f":"CSU_data_summary[[#This Row],[Lighting]]*CSU_data_summary[[#This Row],[Area]]","v":5861385.4775733547},{"$f":"CSU_data_summary[[#This Row],[Equipment]]*CSU_data_summary[[#This Row],[Area]]","v":52829927.107172683}]
[null,"10% Better Than Title 24-Long Beach-Theater Arts","10% Better Than Title 24","Long Beach","Theater Arts",224895,7.766678920090401,6.2471469529883121,3.8791248061051458,4.8522050449142924,9.0436486454820155,10.09745641017027,41.886260779750437,9420010.6180619746,{"$f":"CSU_data_summary[[#This Row],[Heating]]*CSU_data_summary[[#This Row],[Area]]","v":1746687.2557337307},{"$f":"CSU_data_summary[[#This Row],[Cooling]]*CSU_data_summary[[#This Row],[Area]]","v":1404952.1139923064},{"$f":"CSU_data_summary[[#This Row],[Ventilation]]*CSU_data_summary[[#This Row],[Area]]","v":872395.77326901676},{"$f":"CSU_data_summary[[#This Row],[Water Heating]]*CSU_data_summary[[#This Row],[Area]]","v":1091236.6535759999},{"$f":"CSU_data_summary[[#This Row],[Lighting]]*CSU_data_summary[[#This Row],[Area]]","v":2033871.362125678},{"$f":"CSU_data_summary[[#This Row],[Equipment]]*CSU_data_summary[[#This Row],[Area]]","v":2270867.4593652431}]
[null,"10% Better Than Title 24-Long Beach-University Union","10% Better Than Title 24","Long Beach","University Union",161300,7.6594302897795377,7.4594938899429719,4.6236522244293754,5.9133517533101001,10.61329303105258,10.219221593282171,46.488442781796735,7498585.8207038138,{"$f":"CSU_data_summary[[#This Row],[Heating]]*CSU_data_summary[[#This Row],[Area]]","v":1235466.1057414394},{"$f":"CSU_data_summary[[#This Row],[Cooling]]*CSU_data_summary[[#This Row],[Area]]","v":1203216.3644478014},{"$f":"CSU_data_summary[[#This Row],[Ventilation]]*CSU_data_summary[[#This Row],[Area]]","v":745795.10380045825},{"$f":"CSU_data_summary[[#This Row],[Water Heating]]*CSU_data_summary[[#This Row],[Area]]","v":953823.63780891919},{"$f":"CSU_data_summary[[#This Row],[Lighting]]*CSU_data_summary[[#This Row],[Area]]","v":1711924.1659087811},{"$f":"CSU_data_summary[[#This Row],[Equipment]]*CSU_data_summary[[#This Row],[Area]]","v":1648360.4429964141}]
[null,"10% Better Than Title 24-Los Angeles-Administration","10% Better Than Title 24","Los Angeles","Administration",134893,3.1647192085030738,5.9076744870616542,3.0399922274602962,0.98290343561191118,5.8712061919937497,9.866566619630559,28.833062170261243,3889378.2553330497,{"$f":"CSU_data_summary[[#This Row],[Heating]]*CSU_data_summary[[#This Row],[Area]]","v":426898.46819260513},{"$f":"CSU_data_summary[[#This Row],[Cooling]]*CSU_data_summary[[#This Row],[Area]]","v":796903.93458320771},{"$f":"CSU_data_summary[[#This Row],[Ventilation]]*CSU_data_summary[[#This Row],[Area]]","v":410073.67153880175},{"$f":"CSU_data_summary[[#This Row],[Water Heating]]*CSU_data_summary[[#This Row],[Area]]","v":132586.79313999752},{"$f":"CSU_data_summary[[#This Row],[Lighting]]*CSU_data_summary[[#This Row],[Area]]","v":791984.61685661285},{"$f":"CSU_data_summary[[#This Row],[Equipment]]*CSU_data_summary[[#This Row],[Area]]","v":1330930.771021825}]
[null,"10% Better Than Title 24-Los Angeles-Business Administration","10% Better Than Title 24","Los Angeles","Business Administration",176883,2.295019097799222,5.582232020151296,1.9470927701561438,1.0456481437292688,6.9585909853435739,7.4726685751463391,25.301251592325844,4475361.2854053723,{"$f":"CSU_data_summary[[#This Row],[Heating]]*CSU_data_summary[[#This Row],[Area]]","v":405949.8630760198},{"$f":"CSU_data_summary[[#This Row],[Cooling]]*CSU_data_summary[[#This Row],[Area]]","v":987401.94642042171},{"$f":"CSU_data_summary[[#This Row],[Ventilation]]*CSU_data_summary[[#This Row],[Area]]","v":344407.61046352918},{"$f":"CSU_data_summary[[#This Row],[Water Heating]]*CSU_data_summary[[#This Row],[Area]]","v":184957.38060726426},{"$f":"CSU_data_summary[[#This Row],[Lighting]]*CSU_data_summary[[#This Row],[Area]]","v":1230856.4492605273},{"$f":"CSU_data_summary[[#This Row],[Equipment]]*CSU_data_summary[[#This Row],[Area]]","v":1321788.0355776099}]
[null,"10% Better Than Title 24-Los Angeles-Classroom","10% Better Than Title 24","Los Angeles","Classroom",302284,4.1826455218756813,4.9597811657399733,2.2882367521640301,2.7048025719808035,5.1788478296077924,6.4772530916647648,25.791566933033042,7796378.0187849598,{"$f":"CSU_data_summary[[#This Row],[Heating]]*CSU_data_summary[[#This Row],[Area]]","v":1264346.8189346686},{"$f":"CSU_data_summary[[#This Row],[Cooling]]*CSU_data_summary[[#This Row],[Area]]","v":1499262.489904542},{"$f":"CSU_data_summary[[#This Row],[Ventilation]]*CSU_data_summary[[#This Row],[Area]]","v":691697.35839115165},{"$f":"CSU_data_summary[[#This Row],[Water Heating]]*CSU_data_summary[[#This Row],[Area]]","v":817618.54066864518},{"$f":"CSU_data_summary[[#This Row],[Lighting]]*CSU_data_summary[[#This Row],[Area]]","v":1565482.837325162},{"$f":"CSU_data_summary[[#This Row],[Equipment]]*CSU_data_summary[[#This Row],[Area]]","v":1957969.9735607917}]
[null,"10% Better Than Title 24-Los Angeles-Engineering","10% Better Than Title 24","Los Angeles","Engineering",201702,4.1826455218756813,4.9597811657399733,2.2882367521640301,2.7048025719808035,5.1788478296077924,6.4772530916647648,25.791566933033042,5202210.6335266307,{"$f":"CSU_data_summary[[#This Row],[Heating]]*CSU_data_summary[[#This Row],[Area]]","v":843647.96705336869},{"$f":"CSU_data_summary[[#This Row],[Cooling]]*CSU_data_summary[[#This Row],[Area]]","v":1000397.7806920841},{"$f":"CSU_data_summary[[#This Row],[Ventilation]]*CSU_data_summary[[#This Row],[Area]]","v":461541.9293849892},{"$f":"CSU_data_summary[[#This Row],[Water Heating]]*CSU_data_summary[[#This Row],[Area]]","v":545564.08837367198},{"$f":"CSU_data_summary[[#This Row],[Lighting]]*CSU_data_summary[[#This Row],[Area]]","v":1044583.964927551},{"$f":"CSU_data_summary[[#This Row],[Equipment]]*CSU_data_summary[[#This Row],[Area]]","v":1306474.9030949664}]
[null,"10% Better Than Title 24-Los Angeles-Food Service","10% Better Than Title 24","Los Angeles","Food Service",115822,1.2906863712081842,8.5481762288635359,3.1641844349723294,13.391262141078029,8.5642142924828466,123.48045762724161,158.43898109584654,18350719.668483138,{"$f":"CSU_data_summary[[#This Row],[Heating]]*CSU_data_summary[[#This Row],[Area]]","v":149489.87688607431},{"$f":"CSU_data_summary[[#This Row],[Cooling]]*CSU_data_summary[[#This Row],[Area]]","v":990066.86717943242},{"$f":"CSU_data_summary[[#This Row],[Ventilation]]*CSU_data_summary[[#This Row],[Area]]","v":366482.16962736513},{"$f":"CSU_data_summary[[#This Row],[Water Heating]]*CSU_data_summary[[#This Row],[Area]]","v":1551002.7637039395},{"$f":"CSU_data_summary[[#This Row],[Lighting]]*CSU_data_summary[[#This Row],[Area]]","v":991924.42778394825},{"$f":"CSU_data_summary[[#This Row],[Equipment]]*CSU_data_summary[[#This Row],[Area]]","v":14301753.563302377}]
[null,"10% Better Than Title 24-Los Angeles-Library","10% Better Than Title 24","Los Angeles","Library",347287,4.1826455218756813,4.9597811657399733,2.2882367521640301,2.7048025719808035,5.1788478296077924,6.4772530916647648,25.791566933033042,8957075.9054722469,{"$f":"CSU_data_summary[[#This Row],[Heating]]*CSU_data_summary[[#This Row],[Area]]","v":1452578.4153556398},{"$f":"CSU_data_summary[[#This Row],[Cooling]]*CSU_data_summary[[#This Row],[Area]]","v":1722467.521706338},{"$f":"CSU_data_summary[[#This Row],[Ventilation]]*CSU_data_summary[[#This Row],[Area]]","v":794674.87694878958},{"$f":"CSU_data_summary[[#This Row],[Water Heating]]*CSU_data_summary[[#This Row],[Area]]","v":939342.77081549726},{"$f":"CSU_data_summary[[#This Row],[Lighting]]*CSU_data_summary[[#This Row],[Area]]","v":1798546.5262010014},{"$f":"CSU_data_summary[[#This Row],[Equipment]]*CSU_data_summary[[#This Row],[Area]]","v":2249465.794444981}]
[null,"10% Better Than Title 24-Los Angeles-Music","10% Better Than Title 24","Los Angeles","Music",79100,4.1826455218756813,4.9597811657399733,2.2882367521640301,2.7048025719808035,5.1788478296077924,6.4772530916647648,25.791566933033042,2040112.9444029136,{"$f":"CSU_data_summary[[#This Row],[Heating]]*CSU_data_summary[[#This Row],[Area]]","v":330847.26078036637},{"$f":"CSU_data_summary[[#This Row],[Cooling]]*CSU_data_summary[[#This Row],[Area]]","v":392318.69021003187},{"$f":"CSU_data_summary[[#This Row],[Ventilation]]*CSU_data_summary[[#This Row],[Area]]","v":180999.52709617477},{"$f":"CSU_data_summary[[#This Row],[Water Heating]]*CSU_data_summary[[#This Row],[Area]]","v":213949.88344368155},{"$f":"CSU_data_summary[[#This Row],[Lighting]]*CSU_data_summary[[#This Row],[Area]]","v":409646.86332197639},{"$f":"CSU_data_summary[[#This Row],[Equipment]]*CSU_data_summary[[#This Row],[Area]]","v":512350.71955068287}]
[null,"10% Better Than Title 24-Los Angeles-Residence Hall","10% Better Than Title 24","Los Angeles","Residence Hall",216498,1.1434136623273572,4.0625538110750581,2.1577083915498383,9.125269780939341,4.5846627832322193,9.5453485768411905,30.618957005965001,6628942.9538774109,{"$f":"CSU_data_summary[[#This Row],[Heating]]*CSU_data_summary[[#This Row],[Area]]","v":247546.77106654819},{"$f":"CSU_data_summary[[#This Row],[Cooling]]*CSU_data_summary[[#This Row],[Area]]","v":879534.77499012789},{"$f":"CSU_data_summary[[#This Row],[Ventilation]]*CSU_data_summary[[#This Row],[Area]]","v":467139.55135375686},{"$f":"CSU_data_summary[[#This Row],[Water Heating]]*CSU_data_summary[[#This Row],[Area]]","v":1975602.6570338055},{"$f":"CSU_data_summary[[#This Row],[Lighting]]*CSU_data_summary[[#This Row],[Area]]","v":992570.32324420905},{"$f":"CSU_data_summary[[#This Row],[Equipment]]*CSU_data_summary[[#This Row],[Area]]","v":2066548.8761889641}]
[null,"10% Better Than Title 24-Los Angeles-Science","10% Better Than Title 24","Los Angeles","Science",753981,2.6245988599879282,6.6151320924501862,3.0552365688019916,7.4061253641893368,7.8468883493530921,73.941179835584663,101.4891610703672,76520899.15299654,{"$f":"CSU_data_summary[[#This Row],[Heating]]*CSU_data_summary[[#This Row],[Area]]","v":1978897.673052558},{"$f":"CSU_data_summary[[#This Row],[Cooling]]*CSU_data_summary[[#This Row],[Area]]","v":4987683.9101976836},{"$f":"CSU_data_summary[[#This Row],[Ventilation]]*CSU_data_summary[[#This Row],[Area]]","v":2303590.3233818943},{"$f":"CSU_data_summary[[#This Row],[Water Heating]]*CSU_data_summary[[#This Row],[Area]]","v":5584077.80821684},{"$f":"CSU_data_summary[[#This Row],[Lighting]]*CSU_data_summary[[#This Row],[Area]]","v":5916404.7245335933},{"$f":"CSU_data_summary[[#This Row],[Equipment]]*CSU_data_summary[[#This Row],[Area]]","v":55750244.713613957}]
[null,"10% Better Than Title 24-Los Angeles-University Union","10% Better Than Title 24","Los Angeles","University Union",93138,4.7998637513254243,6.1724681454783363,3.0053206257431868,3.4932836543595291,6.5674862253009714,6.5021598737153123,30.540582275922759,2844488.752014894,{"$f":"CSU_data_summary[[#This Row],[Heating]]*CSU_data_summary[[#This Row],[Area]]","v":447049.71007094736},{"$f":"CSU_data_summary[[#This Row],[Cooling]]*CSU_data_summary[[#This Row],[Area]]","v":574891.33813356131},{"$f":"CSU_data_summary[[#This Row],[Ventilation]]*CSU_data_summary[[#This Row],[Area]]","v":279909.55244046892},{"$f":"CSU_data_summary[[#This Row],[Water Heating]]*CSU_data_summary[[#This Row],[Area]]","v":325357.45299973781},{"$f":"CSU_data_summary[[#This Row],[Lighting]]*CSU_data_summary[[#This Row],[Area]]","v":611682.53205208189},{"$f":"CSU_data_summary[[#This Row],[Equipment]]*CSU_data_summary[[#This Row],[Area]]","v":605598.1663180968}]
[null,"10% Better Than Title 24-Maritime Academy-Administration","10% Better Than Title 24","Maritime Academy","Administration",8800,11.819050615434492,2.8825974314007734,5.5909571515443757,2.0690109026382841,11.839793034969667,20.287274526513137,54.488683662500726,479500.41623000638,{"$f":"CSU_data_summary[[#This Row],[Heating]]*CSU_data_summary[[#This Row],[Area]]","v":104007.64541582353},{"$f":"CSU_data_summary[[#This Row],[Cooling]]*CSU_data_summary[[#This Row],[Area]]","v":25366.857396326806},{"$f":"CSU_data_summary[[#This Row],[Ventilation]]*CSU_data_summary[[#This Row],[Area]]","v":49200.422933590504},{"$f":"CSU_data_summary[[#This Row],[Water Heating]]*CSU_data_summary[[#This Row],[Area]]","v":18207.295943216901},{"$f":"CSU_data_summary[[#This Row],[Lighting]]*CSU_data_summary[[#This Row],[Area]]","v":104190.17870773307},{"$f":"CSU_data_summary[[#This Row],[Equipment]]*CSU_data_summary[[#This Row],[Area]]","v":178528.01583331561}]
[null,"10% Better Than Title 24-Maritime Academy-Apartments","10% Better Than Title 24","Maritime Academy","Apartments",131906,5.0112794581585201,1.5643979937843919,3.1996723994443257,18.839980253449838,8.6734293182838726,19.734194348388158,57.022953771509108,7521669.7401846806,{"$f":"CSU_data_summary[[#This Row],[Heating]]*CSU_data_summary[[#This Row],[Area]]","v":661017.82820785779},{"$f":"CSU_data_summary[[#This Row],[Cooling]]*CSU_data_summary[[#This Row],[Area]]","v":206353.48176812401},{"$f":"CSU_data_summary[[#This Row],[Ventilation]]*CSU_data_summary[[#This Row],[Area]]","v":422055.98752110323},{"$f":"CSU_data_summary[[#This Row],[Water Heating]]*CSU_data_summary[[#This Row],[Area]]","v":2485106.4353115545},{"$f":"CSU_data_summary[[#This Row],[Lighting]]*CSU_data_summary[[#This Row],[Area]]","v":1144077.3676575525},{"$f":"CSU_data_summary[[#This Row],[Equipment]]*CSU_data_summary[[#This Row],[Area]]","v":2603058.6397184883}]
[null,"10% Better Than Title 24-Maritime Academy-Classroom","10% Better Than Title 24","Maritime Academy","Classroom",31668,18.552192374035467,2.2506671586606997,5.069172421109009,6.8291156465355325,12.108664480857776,12.843886521979831,57.65369860317832,1825777.327365451,{"$f":"CSU_data_summary[[#This Row],[Heating]]*CSU_data_summary[[#This Row],[Area]]","v":587510.82810095523},{"$f":"CSU_data_summary[[#This Row],[Cooling]]*CSU_data_summary[[#This Row],[Area]]","v":71274.127580467044},{"$f":"CSU_data_summary[[#This Row],[Ventilation]]*CSU_data_summary[[#This Row],[Area]]","v":160530.55223168011},{"$f":"CSU_data_summary[[#This Row],[Water Heating]]*CSU_data_summary[[#This Row],[Area]]","v":216264.43429448723},{"$f":"CSU_data_summary[[#This Row],[Lighting]]*CSU_data_summary[[#This Row],[Area]]","v":383457.18677980406},{"$f":"CSU_data_summary[[#This Row],[Equipment]]*CSU_data_summary[[#This Row],[Area]]","v":406740.19837805728}]
[null,"10% Better Than Title 24-Maritime Academy-Education","10% Better Than Title 24","Maritime Academy","Education",20551,18.552192374035467,2.2506671586606997,5.069172421109009,6.8291156465355325,12.108664480857776,12.843886521979831,57.65369860317832,1184841.1599939177,{"$f":"CSU_data_summary[[#This Row],[Heating]]*CSU_data_summary[[#This Row],[Area]]","v":381266.10547880287},{"$f":"CSU_data_summary[[#This Row],[Cooling]]*CSU_data_summary[[#This Row],[Area]]","v":46253.460777636035},{"$f":"CSU_data_summary[[#This Row],[Ventilation]]*CSU_data_summary[[#This Row],[Area]]","v":104176.56242621124},{"$f":"CSU_data_summary[[#This Row],[Water Heating]]*CSU_data_summary[[#This Row],[Area]]","v":140345.15565195173},{"$f":"CSU_data_summary[[#This Row],[Lighting]]*CSU_data_summary[[#This Row],[Area]]","v":248845.16374610816},{"$f":"CSU_data_summary[[#This Row],[Equipment]]*CSU_data_summary[[#This Row],[Area]]","v":263954.71191320749}]
[null,"10% Better Than Title 24-Maritime Academy-Engineering","10% Better Than Title 24","Maritime Academy","Engineering",50153,18.552192374035467,2.2506671586606997,5.069172421109009,6.8291156465355325,12.108664480857776,12.843886521979831,57.65369860317832,2891505.9460452022,{"$f":"CSU_data_summary[[#This Row],[Heating]]*CSU_data_summary[[#This Row],[Area]]","v":930448.10413500085},{"$f":"CSU_data_summary[[#This Row],[Cooling]]*CSU_data_summary[[#This Row],[Area]]","v":112877.71000831007},{"$f":"CSU_data_summary[[#This Row],[Ventilation]]*CSU_data_summary[[#This Row],[Area]]","v":254234.20443588012},{"$f":"CSU_data_summary[[#This Row],[Water Heating]]*CSU_data_summary[[#This Row],[Area]]","v":342500.63702069654},{"$f":"CSU_data_summary[[#This Row],[Lighting]]*CSU_data_summary[[#This Row],[Area]]","v":607285.84970846004},{"$f":"CSU_data_summary[[#This Row],[Equipment]]*CSU_data_summary[[#This Row],[Area]]","v":644159.44073685445}]
[null,"10% Better Than Title 24-Maritime Academy-Faculty Office","10% Better Than Title 24","Maritime Academy","Faculty Office",9908,7.1385900406325797,2.2685797421585048,2.9824904605741964,1.833226917120472,11.570077795817648,15.653063938596132,41.446028894899534,410647.25429066457,{"$f":"CSU_data_summary[[#This Row],[Heating]]*CSU_data_summary[[#This Row],[Area]]","v":70729.150122587598},{"$f":"CSU_data_summary[[#This Row],[Cooling]]*CSU_data_summary[[#This Row],[Area]]","v":22477.088085306466},{"$f":"CSU_data_summary[[#This Row],[Ventilation]]*CSU_data_summary[[#This Row],[Area]]","v":29550.515483369138},{"$f":"CSU_data_summary[[#This Row],[Water Heating]]*CSU_data_summary[[#This Row],[Area]]","v":18163.612294829636},{"$f":"CSU_data_summary[[#This Row],[Lighting]]*CSU_data_summary[[#This Row],[Area]]","v":114636.33080096125},{"$f":"CSU_data_summary[[#This Row],[Equipment]]*CSU_data_summary[[#This Row],[Area]]","v":155090.55750361047}]
[null,"10% Better Than Title 24-Maritime Academy-Food Service","10% Better Than Title 24","Maritime Academy","Food Service",35829,6.0553664107595377,4.1029644097022064,7.4143557579406325,35.76234036798931,20.260420296323712,262.92852319517061,336.52397043788602,12057317.336819019,{"$f":"CSU_data_summary[[#This Row],[Heating]]*CSU_data_summary[[#This Row],[Area]]","v":216957.72313110347},{"$f":"CSU_data_summary[[#This Row],[Cooling]]*CSU_data_summary[[#This Row],[Area]]","v":147005.11183522036},{"$f":"CSU_data_summary[[#This Row],[Ventilation]]*CSU_data_summary[[#This Row],[Area]]","v":265648.95245125494},{"$f":"CSU_data_summary[[#This Row],[Water Heating]]*CSU_data_summary[[#This Row],[Area]]","v":1281328.893044689},{"$f":"CSU_data_summary[[#This Row],[Lighting]]*CSU_data_summary[[#This Row],[Area]]","v":725910.59879698232},{"$f":"CSU_data_summary[[#This Row],[Equipment]]*CSU_data_summary[[#This Row],[Area]]","v":9420466.0575597677}]
[null,"10% Better Than Title 24-Maritime Academy-Library","10% Better Than Title 24","Maritime Academy","Library",10200,18.552192374035467,2.2506671586606997,5.069172421109009,6.8291156465355325,12.108664480857776,12.843886521979831,57.65369860317832,588067.72575241886,{"$f":"CSU_data_summary[[#This Row],[Heating]]*CSU_data_summary[[#This Row],[Area]]","v":189232.36221516176},{"$f":"CSU_data_summary[[#This Row],[Cooling]]*CSU_data_summary[[#This Row],[Area]]","v":22956.805018339135},{"$f":"CSU_data_summary[[#This Row],[Ventilation]]*CSU_data_summary[[#This Row],[Area]]","v":51705.558695311891},{"$f":"CSU_data_summary[[#This Row],[Water Heating]]*CSU_data_summary[[#This Row],[Area]]","v":69656.979594662436},{"$f":"CSU_data_summary[[#This Row],[Lighting]]*CSU_data_summary[[#This Row],[Area]]","v":123508.37770474932},{"$f":"CSU_data_summary[[#This Row],[Equipment]]*CSU_data_summary[[#This Row],[Area]]","v":131007.64252419428}]
[null,"10% Better Than Title 24-Maritime Academy-Little Theater","10% Better Than Title 24","Maritime Academy","Little Theater",15000,18.552192374035467,2.2506671586606997,5.069172421109009,6.8291156465355325,12.108664480857776,12.843886521979831,57.65369860317832,864805.4790476748,{"$f":"CSU_data_summary[[#This Row],[Heating]]*CSU_data_summary[[#This Row],[Area]]","v":278282.88561053202},{"$f":"CSU_data_summary[[#This Row],[Cooling]]*CSU_data_summary[[#This Row],[Area]]","v":33760.007379910494},{"$f":"CSU_data_summary[[#This Row],[Ventilation]]*CSU_data_summary[[#This Row],[Area]]","v":76037.586316635134},{"$f":"CSU_data_summary[[#This Row],[Water Heating]]*CSU_data_summary[[#This Row],[Area]]","v":102436.73469803299},{"$f":"CSU_data_summary[[#This Row],[Lighting]]*CSU_data_summary[[#This Row],[Area]]","v":181629.96721286664},{"$f":"CSU_data_summary[[#This Row],[Equipment]]*CSU_data_summary[[#This Row],[Area]]","v":192658.29782969746}]
[null,"10% Better Than Title 24-Maritime Academy-Residence Hall","10% Better Than Title 24","Maritime Academy","Residence Hall",28892,5.0112794581585201,1.5643979937843919,3.1996723994443257,18.839980253449838,8.6734293182838726,19.734194348388158,57.022953771509108,1647507.1803664411,{"$f":"CSU_data_summary[[#This Row],[Heating]]*CSU_data_summary[[#This Row],[Area]]","v":144785.88610511596},{"$f":"CSU_data_summary[[#This Row],[Cooling]]*CSU_data_summary[[#This Row],[Area]]","v":45198.586836418654},{"$f":"CSU_data_summary[[#This Row],[Ventilation]]*CSU_data_summary[[#This Row],[Area]]","v":92444.934964745451},{"$f":"CSU_data_summary[[#This Row],[Water Heating]]*CSU_data_summary[[#This Row],[Area]]","v":544324.70948267274},{"$f":"CSU_data_summary[[#This Row],[Lighting]]*CSU_data_summary[[#This Row],[Area]]","v":250592.71986385764},{"$f":"CSU_data_summary[[#This Row],[Equipment]]*CSU_data_summary[[#This Row],[Area]]","v":570160.34311363066}]
[null,"10% Better Than Title 24-Monterey Bay-Administration","10% Better Than Title 24","Monterey Bay","Administration",183729,10.040212947669749,2.4487493112073153,4.7494847267594187,1.7576124114749894,10.057833509249466,17.233918611705672,46.287811518066611,8504413.322402861,{"$f":"CSU_data_summary[[#This Row],[Heating]]*CSU_data_summary[[#This Row],[Area]]","v":1844678.2846624153},{"$f":"CSU_data_summary[[#This Row],[Cooling]]*CSU_data_summary[[#This Row],[Area]]","v":449906.26219880884},{"$f":"CSU_data_summary[[#This Row],[Ventilation]]*CSU_data_summary[[#This Row],[Area]]","v":872618.07936278125},{"$f":"CSU_data_summary[[#This Row],[Water Heating]]*CSU_data_summary[[#This Row],[Area]]","v":322924.37074788834},{"$f":"CSU_data_summary[[#This Row],[Lighting]]*CSU_data_summary[[#This Row],[Area]]","v":1847915.6928208952},{"$f":"CSU_data_summary[[#This Row],[Equipment]]*CSU_data_summary[[#This Row],[Area]]","v":3166370.6326100715}]
[null,"10% Better Than Title 24-Monterey Bay-Classroom","10% Better Than Title 24","Monterey Bay","Classroom",113279,15.759976680208437,1.9119283166255832,4.3062317128860217,5.8012929774528654,10.28623819758705,10.910804932841234,48.976472817601191,5548005.8643050455,{"$f":"CSU_data_summary[[#This Row],[Heating]]*CSU_data_summary[[#This Row],[Area]]","v":1785274.3983573315},{"$f":"CSU_data_summary[[#This Row],[Cooling]]*CSU_data_summary[[#This Row],[Area]]","v":216581.32777902944},{"$f":"CSU_data_summary[[#This Row],[Ventilation]]*CSU_data_summary[[#This Row],[Area]]","v":487805.62220401567},{"$f":"CSU_data_summary[[#This Row],[Water Heating]]*CSU_data_summary[[#This Row],[Area]]","v":657164.66719288309},{"$f":"CSU_data_summary[[#This Row],[Lighting]]*CSU_data_summary[[#This Row],[Area]]","v":1165214.7767844633},{"$f":"CSU_data_summary[[#This Row],[Equipment]]*CSU_data_summary[[#This Row],[Area]]","v":1235965.0719873221}]
[null,"10% Better Than Title 24-Monterey Bay-Faculty Office","10% Better Than Title 24","Monterey Bay","Faculty Office",52358,6.0641896279272904,1.9271449493833801,2.5336078432098086,1.5573153232166785,9.8287120235709455,13.297184379747053,35.208154147055154,1843428.5348315137,{"$f":"CSU_data_summary[[#This Row],[Heating]]*CSU_data_summary[[#This Row],[Area]]","v":317508.84053901705},{"$f":"CSU_data_summary[[#This Row],[Cooling]]*CSU_data_summary[[#This Row],[Area]]","v":100901.45525981502},{"$f":"CSU_data_summary[[#This Row],[Ventilation]]*CSU_data_summary[[#This Row],[Area]]","v":132654.63945477916},{"$f":"CSU_data_summary[[#This Row],[Water Heating]]*CSU_data_summary[[#This Row],[Area]]","v":81537.915692978859},{"$f":"CSU_data_summary[[#This Row],[Lighting]]*CSU_data_summary[[#This Row],[Area]]","v":514611.70413012756},{"$f":"CSU_data_summary[[#This Row],[Equipment]]*CSU_data_summary[[#This Row],[Area]]","v":696213.97975479625}]
[null,"10% Better Than Title 24-Monterey Bay-Food Service","10% Better Than Title 24","Monterey Bay","Food Service",14080,5.1439976203162558,3.4854437746737639,6.2984509586829178,30.379894670453528,17.21110610345772,223.35621098436187,285.87510411194603,4025121.4658961999,{"$f":"CSU_data_summary[[#This Row],[Heating]]*CSU_data_summary[[#This Row],[Area]]","v":72427.486494052879},{"$f":"CSU_data_summary[[#This Row],[Cooling]]*CSU_data_summary[[#This Row],[Area]]","v":49075.048347406599},{"$f":"CSU_data_summary[[#This Row],[Ventilation]]*CSU_data_summary[[#This Row],[Area]]","v":88682.18949825548},{"$f":"CSU_data_summary[[#This Row],[Water Heating]]*CSU_data_summary[[#This Row],[Area]]","v":427748.91695998568},{"$f":"CSU_data_summary[[#This Row],[Lighting]]*CSU_data_summary[[#This Row],[Area]]","v":242332.37393668469},{"$f":"CSU_data_summary[[#This Row],[Equipment]]*CSU_data_summary[[#This Row],[Area]]","v":3144855.4506598152}]
[null,"10% Better Than Title 24-Monterey Bay-Library","10% Better Than Title 24","Monterey Bay","Library",136151,15.759976680208437,1.9119283166255832,4.3062317128860217,5.8012929774528654,10.28623819758705,10.910804932841234,48.976472817601191,6668195.7505892199,{"$f":"CSU_data_summary[[#This Row],[Heating]]*CSU_data_summary[[#This Row],[Area]]","v":2145736.5849870588},{"$f":"CSU_data_summary[[#This Row],[Cooling]]*CSU_data_summary[[#This Row],[Area]]","v":260310.95223688977},{"$f":"CSU_data_summary[[#This Row],[Ventilation]]*CSU_data_summary[[#This Row],[Area]]","v":586297.75394114479},{"$f":"CSU_data_summary[[#This Row],[Water Heating]]*CSU_data_summary[[#This Row],[Area]]","v":789851.8401731851},{"$f":"CSU_data_summary[[#This Row],[Lighting]]*CSU_data_summary[[#This Row],[Area]]","v":1400481.6168396745},{"$f":"CSU_data_summary[[#This Row],[Equipment]]*CSU_data_summary[[#This Row],[Area]]","v":1485517.0024112668}]
[null,"10% Better Than Title 24-Monterey Bay-Residence Hall","10% Better Than Title 24","Monterey Bay","Residence Hall",379481,4.2522888553492049,1.3274598253485783,2.7150613727547506,15.98654370318887,7.3609957152012715,16.762677069013925,48.405026540856596,18368787.876750801,{"$f":"CSU_data_summary[[#This Row],[Heating]]*CSU_data_summary[[#This Row],[Area]]","v":1613662.8271167716},{"$f":"CSU_data_summary[[#This Row],[Cooling]]*CSU_data_summary[[#This Row],[Area]]","v":503745.78198310384},{"$f":"CSU_data_summary[[#This Row],[Ventilation]]*CSU_data_summary[[#This Row],[Area]]","v":1030314.2047943455},{"$f":"CSU_data_summary[[#This Row],[Water Heating]]*CSU_data_summary[[#This Row],[Area]]","v":6066589.5910298154},{"$f":"CSU_data_summary[[#This Row],[Lighting]]*CSU_data_summary[[#This Row],[Area]]","v":2793358.0150002935},{"$f":"CSU_data_summary[[#This Row],[Equipment]]*CSU_data_summary[[#This Row],[Area]]","v":6361117.4568264736}]
[null,"10% Better Than Title 24-Monterey Bay-Science","10% Better Than Title 24","Monterey Bay","Science",90525,11.090655308686397,2.8598112632122645,6.4480892957002647,17.814352780881716,17.182322970407984,133.06298007719434,188.45821169608297,17060179.613787912,{"$f":"CSU_data_summary[[#This Row],[Heating]]*CSU_data_summary[[#This Row],[Area]]","v":1003981.5718188361},{"$f":"CSU_data_summary[[#This Row],[Cooling]]*CSU_data_summary[[#This Row],[Area]]","v":258884.41460229026},{"$f":"CSU_data_summary[[#This Row],[Ventilation]]*CSU_data_summary[[#This Row],[Area]]","v":583713.28349326644},{"$f":"CSU_data_summary[[#This Row],[Water Heating]]*CSU_data_summary[[#This Row],[Area]]","v":1612644.2854893173},{"$f":"CSU_data_summary[[#This Row],[Lighting]]*CSU_data_summary[[#This Row],[Area]]","v":1555429.7868961827},{"$f":"CSU_data_summary[[#This Row],[Equipment]]*CSU_data_summary[[#This Row],[Area]]","v":12045526.271488018}]
[null,"10% Better Than Title 24-Monterey Bay-Student Health Center","10% Better Than Title 24","Monterey Bay","Student Health Center",12789,31.281941193088564,4.0720291520454932,10.918588300823473,28.154141381959871,15.821238682034203,27.424830340199204,117.67276905015082,1504917.0433823788,{"$f":"CSU_data_summary[[#This Row],[Heating]]*CSU_data_summary[[#This Row],[Area]]","v":400064.74591840967},{"$f":"CSU_data_summary[[#This Row],[Cooling]]*CSU_data_summary[[#This Row],[Area]]","v":52077.180825509815},{"$f":"CSU_data_summary[[#This Row],[Ventilation]]*CSU_data_summary[[#This Row],[Area]]","v":139637.82577923138},{"$f":"CSU_data_summary[[#This Row],[Water Heating]]*CSU_data_summary[[#This Row],[Area]]","v":360063.31413388479},{"$f":"CSU_data_summary[[#This Row],[Lighting]]*CSU_data_summary[[#This Row],[Area]]","v":202337.82150453542},{"$f":"CSU_data_summary[[#This Row],[Equipment]]*CSU_data_summary[[#This Row],[Area]]","v":350736.15522080765}]
[null,"10% Better Than Title 24-Monterey Bay-Student Services","10% Better Than Title 24","Monterey Bay","Student Services",79139,10.040212947669749,2.4487493112073153,4.7494847267594187,1.7576124114749894,10.057833509249466,17.233918611705672,46.287811518066611,3663171.1157282735,{"$f":"CSU_data_summary[[#This Row],[Heating]]*CSU_data_summary[[#This Row],[Area]]","v":794572.41246563627},{"$f":"CSU_data_summary[[#This Row],[Cooling]]*CSU_data_summary[[#This Row],[Area]]","v":193791.57173963572},{"$f":"CSU_data_summary[[#This Row],[Ventilation]]*CSU_data_summary[[#This Row],[Area]]","v":375869.47179101361},{"$f":"CSU_data_summary[[#This Row],[Water Heating]]*CSU_data_summary[[#This Row],[Area]]","v":139095.68863171918},{"$f":"CSU_data_summary[[#This Row],[Lighting]]*CSU_data_summary[[#This Row],[Area]]","v":795966.88608849351},{"$f":"CSU_data_summary[[#This Row],[Equipment]]*CSU_data_summary[[#This Row],[Area]]","v":1363875.0850117751}]
[null,"10% Better Than Title 24-Monterey Bay-Theater Arts","10% Better Than Title 24","Monterey Bay","Theater Arts",30497,15.759976680208437,1.9119283166255832,4.3062317128860217,5.8012929774528654,10.28623819758705,10.910804932841234,48.976472817601191,1493635.4915183836,{"$f":"CSU_data_summary[[#This Row],[Heating]]*CSU_data_summary[[#This Row],[Area]]","v":480632.00881631672},{"$f":"CSU_data_summary[[#This Row],[Cooling]]*CSU_data_summary[[#This Row],[Area]]","v":58308.077872130409},{"$f":"CSU_data_summary[[#This Row],[Ventilation]]*CSU_data_summary[[#This Row],[Area]]","v":131327.14854788501},{"$f":"CSU_data_summary[[#This Row],[Water Heating]]*CSU_data_summary[[#This Row],[Area]]","v":176922.03193338003},{"$f":"CSU_data_summary[[#This Row],[Lighting]]*CSU_data_summary[[#This Row],[Area]]","v":313699.40631181229},{"$f":"CSU_data_summary[[#This Row],[Equipment]]*CSU_data_summary[[#This Row],[Area]]","v":332746.8180368591}]
[null,"10% Better Than Title 24-Northridge-Administration","10% Better Than Title 24","Northridge","Administration",216368,3.8648022139046443,7.2145400373208792,3.7124837677143496,1.2003363090794428,7.170004412442351,12.049198049776626,35.211364790238292,7618612.5769342789,{"$f":"CSU_data_summary[[#This Row],[Heating]]*CSU_data_summary[[#This Row],[Area]]","v":836219.52541812009},{"$f":"CSU_data_summary[[#This Row],[Cooling]]*CSU_data_summary[[#This Row],[Area]]","v":1560995.598795044},{"$f":"CSU_data_summary[[#This Row],[Ventilation]]*CSU_data_summary[[#This Row],[Area]]","v":803262.6878528184},{"$f":"CSU_data_summary[[#This Row],[Water Heating]]*CSU_data_summary[[#This Row],[Area]]","v":259714.36652290088},{"$f":"CSU_data_summary[[#This Row],[Lighting]]*CSU_data_summary[[#This Row],[Area]]","v":1551359.5147113267},{"$f":"CSU_data_summary[[#This Row],[Equipment]]*CSU_data_summary[[#This Row],[Area]]","v":2607060.883634069}]
[null,"10% Better Than Title 24-Northridge-Classroom","10% Better Than Title 24","Northridge","Classroom",319303,5.1079089827276185,6.0569586010448093,2.7944287891135131,3.3031451701242571,6.3244860724344498,7.9101179091738629,31.49704552461851,10057101.127147265,{"$f":"CSU_data_summary[[#This Row],[Heating]]*CSU_data_summary[[#This Row],[Area]]","v":1630970.6619118769},{"$f":"CSU_data_summary[[#This Row],[Cooling]]*CSU_data_summary[[#This Row],[Area]]","v":1934005.0521894107},{"$f":"CSU_data_summary[[#This Row],[Ventilation]]*CSU_data_summary[[#This Row],[Area]]","v":892269.49565031205},{"$f":"CSU_data_summary[[#This Row],[Water Heating]]*CSU_data_summary[[#This Row],[Area]]","v":1054704.1622561857},{"$f":"CSU_data_summary[[#This Row],[Lighting]]*CSU_data_summary[[#This Row],[Area]]","v":2019427.3763865372},{"$f":"CSU_data_summary[[#This Row],[Equipment]]*CSU_data_summary[[#This Row],[Area]]","v":2525724.3787529417}]
[null,"10% Better Than Title 24-Northridge-Engineering","10% Better Than Title 24","Northridge","Engineering",237540,5.1079089827276185,6.0569586010448093,2.7944287891135131,3.3031451701242571,6.3244860724344498,7.9101179091738629,31.49704552461851,7481808.1939178808,{"$f":"CSU_data_summary[[#This Row],[Heating]]*CSU_data_summary[[#This Row],[Area]]","v":1213332.6997571185},{"$f":"CSU_data_summary[[#This Row],[Cooling]]*CSU_data_summary[[#This Row],[Area]]","v":1438769.9460921839},{"$f":"CSU_data_summary[[#This Row],[Ventilation]]*CSU_data_summary[[#This Row],[Area]]","v":663788.61456602393},{"$f":"CSU_data_summary[[#This Row],[Water Heating]]*CSU_data_summary[[#This Row],[Area]]","v":784629.10371131601},{"$f":"CSU_data_summary[[#This Row],[Lighting]]*CSU_data_summary[[#This Row],[Area]]","v":1502318.4216460793},{"$f":"CSU_data_summary[[#This Row],[Equipment]]*CSU_data_summary[[#This Row],[Area]]","v":1878969.4081451595}]
[null,"10% Better Than Title 24-Northridge-Faculty Office","10% Better Than Title 24","Northridge","Faculty Office",147532,2.2665828288438479,5.5130657760670774,1.9229674573226605,1.0326921156612294,6.8723710645597231,9.1257341173916657,26.733413359846203,3944033.9398048301,{"$f":"CSU_data_summary[[#This Row],[Heating]]*CSU_data_summary[[#This Row],[Area]]","v":334393.49790499057},{"$f":"CSU_data_summary[[#This Row],[Cooling]]*CSU_data_summary[[#This Row],[Area]]","v":813353.62007472804},{"$f":"CSU_data_summary[[#This Row],[Ventilation]]*CSU_data_summary[[#This Row],[Area]]","v":283699.23491372674},{"$f":"CSU_data_summary[[#This Row],[Water Heating]]*CSU_data_summary[[#This Row],[Area]]","v":152355.13320773249},{"$f":"CSU_data_summary[[#This Row],[Lighting]]*CSU_data_summary[[#This Row],[Area]]","v":1013894.6478966251},{"$f":"CSU_data_summary[[#This Row],[Equipment]]*CSU_data_summary[[#This Row],[Area]]","v":1346337.8058070273}]
[null,"10% Better Than Title 24-Northridge-Library","10% Better Than Title 24","Northridge","Library",301613,5.1079089827276185,6.0569586010448093,2.7944287891135131,3.3031451701242571,6.3244860724344498,7.9101179091738629,31.49704552461851,9499918.3918167632,{"$f":"CSU_data_summary[[#This Row],[Heating]]*CSU_data_summary[[#This Row],[Area]]","v":1540611.7520074253},{"$f":"CSU_data_summary[[#This Row],[Cooling]]*CSU_data_summary[[#This Row],[Area]]","v":1826857.4545369281},{"$f":"CSU_data_summary[[#This Row],[Ventilation]]*CSU_data_summary[[#This Row],[Area]]","v":842836.05037089402},{"$f":"CSU_data_summary[[#This Row],[Water Heating]]*CSU_data_summary[[#This Row],[Area]]","v":996271.52419668762},{"$f":"CSU_data_summary[[#This Row],[Lighting]]*CSU_data_summary[[#This Row],[Area]]","v":1907547.2177651718},{"$f":"CSU_data_summary[[#This Row],[Equipment]]*CSU_data_summary[[#This Row],[Area]]","v":2385794.3929396565}]
[null,"10% Better Than Title 24-Northridge-Military Science","10% Better Than Title 24","Northridge","Military Science",176246,5.1079089827276185,6.0569586010448093,2.7944287891135131,3.3031451701242571,6.3244860724344498,7.9101179091738629,31.49704552461851,5551228.2855319139,{"$f":"CSU_data_summary[[#This Row],[Heating]]*CSU_data_summary[[#This Row],[Area]]","v":900248.52656981186},{"$f":"CSU_data_summary[[#This Row],[Cooling]]*CSU_data_summary[[#This Row],[Area]]","v":1067514.7255997434},{"$f":"CSU_data_summary[[#This Row],[Ventilation]]*CSU_data_summary[[#This Row],[Area]]","v":492506.89636610023},{"$f":"CSU_data_summary[[#This Row],[Water Heating]]*CSU_data_summary[[#This Row],[Area]]","v":582166.12365371978},{"$f":"CSU_data_summary[[#This Row],[Lighting]]*CSU_data_summary[[#This Row],[Area]]","v":1114665.3723222821},{"$f":"CSU_data_summary[[#This Row],[Equipment]]*CSU_data_summary[[#This Row],[Area]]","v":1394126.6410202566}]
[null,"10% Better Than Title 24-Northridge-Performing Arts","10% Better Than Title 24","Northridge","Performing Arts",166000,5.1079089827276185,6.0569586010448093,2.7944287891135131,3.3031451701242571,6.3244860724344498,7.9101179091738629,31.49704552461851,5228509.5570866726,{"$f":"CSU_data_summary[[#This Row],[Heating]]*CSU_data_summary[[#This Row],[Area]]","v":847912.89113278466},{"$f":"CSU_data_summary[[#This Row],[Cooling]]*CSU_data_summary[[#This Row],[Area]]","v":1005455.1277734383},{"$f":"CSU_data_summary[[#This Row],[Ventilation]]*CSU_data_summary[[#This Row],[Area]]","v":463875.1789928432},{"$f":"CSU_data_summary[[#This Row],[Water Heating]]*CSU_data_summary[[#This Row],[Area]]","v":548322.09824062663},{"$f":"CSU_data_summary[[#This Row],[Lighting]]*CSU_data_summary[[#This Row],[Area]]","v":1049864.6880241188},{"$f":"CSU_data_summary[[#This Row],[Equipment]]*CSU_data_summary[[#This Row],[Area]]","v":1313079.5729228612}]
[null,"10% Better Than Title 24-Northridge-Residence Hall","10% Better Than Title 24","Northridge","Residence Hall",1134663,1.396353787627759,4.9612511975671527,2.6350256118194091,11.143915313906524,5.5988584475471361,11.656921793613703,37.392326152081687,42427688.968699463,{"$f":"CSU_data_summary[[#This Row],[Heating]]*CSU_data_summary[[#This Row],[Area]]","v":1584390.9777310758},{"$f":"CSU_data_summary[[#This Row],[Cooling]]*CSU_data_summary[[#This Row],[Area]]","v":5629348.1675851382},{"$f":"CSU_data_summary[[#This Row],[Ventilation]]*CSU_data_summary[[#This Row],[Area]]","v":2989866.0657838462},{"$f":"CSU_data_summary[[#This Row],[Water Heating]]*CSU_data_summary[[#This Row],[Area]]","v":12644588.381823119},{"$f":"CSU_data_summary[[#This Row],[Lighting]]*CSU_data_summary[[#This Row],[Area]]","v":6352817.5226691766},{"$f":"CSU_data_summary[[#This Row],[Equipment]]*CSU_data_summary[[#This Row],[Area]]","v":13226677.853107106}]
[null,"10% Better Than Title 24-Northridge-Science","10% Better Than Title 24","Northridge","Science",330297,3.2051992029621199,8.078497797681738,3.7311003843192658,9.0444705574726907,9.5827368770536463,90.298069654798439,123.94007447428791,40937034.778633878,{"$f":"CSU_data_summary[[#This Row],[Heating]]*CSU_data_summary[[#This Row],[Area]]","v":1058667.6811407793},{"$f":"CSU_data_summary[[#This Row],[Cooling]]*CSU_data_summary[[#This Row],[Area]]","v":2668303.5870808852},{"$f":"CSU_data_summary[[#This Row],[Ventilation]]*CSU_data_summary[[#This Row],[Area]]","v":1232371.2636395006},{"$f":"CSU_data_summary[[#This Row],[Water Heating]]*CSU_data_summary[[#This Row],[Area]]","v":2987361.4917215575},{"$f":"CSU_data_summary[[#This Row],[Lighting]]*CSU_data_summary[[#This Row],[Area]]","v":3165149.242280188},{"$f":"CSU_data_summary[[#This Row],[Equipment]]*CSU_data_summary[[#This Row],[Area]]","v":29825181.512770962}]
[null,"10% Better Than Title 24-Northridge-University Union","10% Better Than Title 24","Northridge","University Union",260782,5.8616650737041658,7.5379099952391266,3.6701422915050643,4.2660500068666707,8.0203119553653153,7.9405344422272739,37.296613764907619,9726285.530840138,{"$f":"CSU_data_summary[[#This Row],[Heating]]*CSU_data_summary[[#This Row],[Area]]","v":1528616.7412507199},{"$f":"CSU_data_summary[[#This Row],[Cooling]]*CSU_data_summary[[#This Row],[Area]]","v":1965751.2443784499},{"$f":"CSU_data_summary[[#This Row],[Ventilation]]*CSU_data_summary[[#This Row],[Area]]","v":957107.04706327373},{"$f":"CSU_data_summary[[#This Row],[Water Heating]]*CSU_data_summary[[#This Row],[Area]]","v":1112509.052890704},{"$f":"CSU_data_summary[[#This Row],[Lighting]]*CSU_data_summary[[#This Row],[Area]]","v":2091552.9923440777},{"$f":"CSU_data_summary[[#This Row],[Equipment]]*CSU_data_summary[[#This Row],[Area]]","v":2070748.4529129129}]
[null,"10% Better Than Title 24-Office of the Chancellor​​​-Commercial Office Building","10% Better Than Title 24","Office of the Chancellor​​​","Commercial Office Building",170000,6.9290041233904285,9.4387935758592825,6.4120600130991541,1.8284731580937144,10.312177970782056,18.292855146161852,53.213363987386487,9046271.8778557032,{"$f":"CSU_data_summary[[#This Row],[Heating]]*CSU_data_summary[[#This Row],[Area]]","v":1177930.7009763729},{"$f":"CSU_data_summary[[#This Row],[Cooling]]*CSU_data_summary[[#This Row],[Area]]","v":1604594.907896078},{"$f":"CSU_data_summary[[#This Row],[Ventilation]]*CSU_data_summary[[#This Row],[Area]]","v":1090050.2022268563},{"$f":"CSU_data_summary[[#This Row],[Water Heating]]*CSU_data_summary[[#This Row],[Area]]","v":310840.43687593145},{"$f":"CSU_data_summary[[#This Row],[Lighting]]*CSU_data_summary[[#This Row],[Area]]","v":1753070.2550329494},{"$f":"CSU_data_summary[[#This Row],[Equipment]]*CSU_data_summary[[#This Row],[Area]]","v":3109785.374847515}]
[null,"10% Better Than Title 24-Pomona-Business Administration","10% Better Than Title 24","Pomona","Business Administration",118884,2.2343702726566153,5.4347143746466164,1.8956383447586067,1.0180155495209937,6.7747012877311583,8.9960396631386246,26.353479492452614,3133007.0559807364,{"$f":"CSU_data_summary[[#This Row],[Heating]]*CSU_data_summary[[#This Row],[Area]]","v":265630.87549450906},{"$f":"CSU_data_summary[[#This Row],[Cooling]]*CSU_data_summary[[#This Row],[Area]]","v":646100.58371548832},{"$f":"CSU_data_summary[[#This Row],[Ventilation]]*CSU_data_summary[[#This Row],[Area]]","v":225361.06897828219},{"$f":"CSU_data_summary[[#This Row],[Water Heating]]*CSU_data_summary[[#This Row],[Area]]","v":121025.76058925381},{"$f":"CSU_data_summary[[#This Row],[Lighting]]*CSU_data_summary[[#This Row],[Area]]","v":805403.58789063105},{"$f":"CSU_data_summary[[#This Row],[Equipment]]*CSU_data_summary[[#This Row],[Area]]","v":1069485.1793125723}]
[null,"10% Better Than Title 24-Pomona-Classroom","10% Better Than Title 24","Pomona","Classroom",321762,5.0353156483868178,5.9708774233455069,2.7547145138463467,3.2562010443534439,6.2346028083546701,7.7976997286625158,31.049411166949298,9990520.6358999405,{"$f":"CSU_data_summary[[#This Row],[Heating]]*CSU_data_summary[[#This Row],[Area]]","v":1620173.2336562392},{"$f":"CSU_data_summary[[#This Row],[Cooling]]*CSU_data_summary[[#This Row],[Area]]","v":1921201.461490497},{"$f":"CSU_data_summary[[#This Row],[Ventilation]]*CSU_data_summary[[#This Row],[Area]]","v":886362.45140422822},{"$f":"CSU_data_summary[[#This Row],[Water Heating]]*CSU_data_summary[[#This Row],[Area]]","v":1047721.7604332528},{"$f":"CSU_data_summary[[#This Row],[Lighting]]*CSU_data_summary[[#This Row],[Area]]","v":2006058.2688218153},{"$f":"CSU_data_summary[[#This Row],[Equipment]]*CSU_data_summary[[#This Row],[Area]]","v":2509003.4600939085}]
[null,"10% Better Than Title 24-Pomona-Commercial Office Building","10% Better Than Title 24","Pomona","Commercial Office Building",447120,5.5384355767477871,9.4753168623366424,5.4883111346451328,1.487974430136948,8.5135119644298705,13.483678624407352,43.98722859270373,19667569.648369692,{"$f":"CSU_data_summary[[#This Row],[Heating]]*CSU_data_summary[[#This Row],[Area]]","v":2476345.3150754706},{"$f":"CSU_data_summary[[#This Row],[Cooling]]*CSU_data_summary[[#This Row],[Area]]","v":4236603.6754879598},{"$f":"CSU_data_summary[[#This Row],[Ventilation]]*CSU_data_summary[[#This Row],[Area]]","v":2453933.6745225317},{"$f":"CSU_data_summary[[#This Row],[Water Heating]]*CSU_data_summary[[#This Row],[Area]]","v":665303.12720283214},{"$f":"CSU_data_summary[[#This Row],[Lighting]]*CSU_data_summary[[#This Row],[Area]]","v":3806561.4695358835},{"$f":"CSU_data_summary[[#This Row],[Equipment]]*CSU_data_summary[[#This Row],[Area]]","v":6028822.3865450155}]
[null,"10% Better Than Title 24-Pomona-Engineering","10% Better Than Title 24","Pomona","Engineering",307305,5.0353156483868178,5.9708774233455069,2.7547145138463467,3.2562010443534439,6.2346028083546701,7.7976997286625158,31.049411166949298,9541639.2986593544,{"$f":"CSU_data_summary[[#This Row],[Heating]]*CSU_data_summary[[#This Row],[Area]]","v":1547377.675327511},{"$f":"CSU_data_summary[[#This Row],[Cooling]]*CSU_data_summary[[#This Row],[Area]]","v":1834880.486581191},{"$f":"CSU_data_summary[[#This Row],[Ventilation]]*CSU_data_summary[[#This Row],[Area]]","v":846537.54367755156},{"$f":"CSU_data_summary[[#This Row],[Water Heating]]*CSU_data_summary[[#This Row],[Area]]","v":1000646.8619350351},{"$f":"CSU_data_summary[[#This Row],[Lighting]]*CSU_data_summary[[#This Row],[Area]]","v":1915924.616021432},{"$f":"CSU_data_summary[[#This Row],[Equipment]]*CSU_data_summary[[#This Row],[Area]]","v":2396272.1151166344}]
[null,"10% Better Than Title 24-Pomona-Library","10% Better Than Title 24","Pomona","Library",319751,5.0353156483868178,5.9708774233455069,2.7547145138463467,3.2562010443534439,6.2346028083546701,7.7976997286625158,31.049411166949298,9928080.2700432055,{"$f":"CSU_data_summary[[#This Row],[Heating]]*CSU_data_summary[[#This Row],[Area]]","v":1610047.2138873334},{"$f":"CSU_data_summary[[#This Row],[Cooling]]*CSU_data_summary[[#This Row],[Area]]","v":1909194.0269921492},{"$f":"CSU_data_summary[[#This Row],[Ventilation]]*CSU_data_summary[[#This Row],[Area]]","v":880822.72051688319},{"$f":"CSU_data_summary[[#This Row],[Water Heating]]*CSU_data_summary[[#This Row],[Area]]","v":1041173.5401330581},{"$f":"CSU_data_summary[[#This Row],[Lighting]]*CSU_data_summary[[#This Row],[Area]]","v":1993520.482574214},{"$f":"CSU_data_summary[[#This Row],[Equipment]]*CSU_data_summary[[#This Row],[Area]]","v":2493322.2859395682}]
[null,"10% Better Than Title 24-Pomona-Music","10% Better Than Title 24","Pomona","Music",89227,5.0353156483868178,5.9708774233455069,2.7547145138463467,3.2562010443534439,6.2346028083546701,7.7976997286625158,31.049411166949298,2770445.810193385,{"$f":"CSU_data_summary[[#This Row],[Heating]]*CSU_data_summary[[#This Row],[Area]]","v":449286.10935861059},{"$f":"CSU_data_summary[[#This Row],[Cooling]]*CSU_data_summary[[#This Row],[Area]]","v":532763.4798528495},{"$f":"CSU_data_summary[[#This Row],[Ventilation]]*CSU_data_summary[[#This Row],[Area]]","v":245794.91192696796},{"$f":"CSU_data_summary[[#This Row],[Water Heating]]*CSU_data_summary[[#This Row],[Area]]","v":290541.05058452475},{"$f":"CSU_data_summary[[#This Row],[Lighting]]*CSU_data_summary[[#This Row],[Area]]","v":556294.90478106216},{"$f":"CSU_data_summary[[#This Row],[Equipment]]*CSU_data_summary[[#This Row],[Area]]","v":695765.35368937033}]
[null,"10% Better Than Title 24-Pomona-Recreation Center","10% Better Than Title 24","Pomona","Recreation Center",119382,6.0623475585266711,7.1887318883926179,3.3165819133512793,3.9203545179203108,7.5062482181671033,7.7976997286625149,35.791963825020495,4272916.225358597,{"$f":"CSU_data_summary[[#This Row],[Heating]]*CSU_data_summary[[#This Row],[Area]]","v":723735.17623203108},{"$f":"CSU_data_summary[[#This Row],[Cooling]]*CSU_data_summary[[#This Row],[Area]]","v":858205.19030008756},{"$f":"CSU_data_summary[[#This Row],[Ventilation]]*CSU_data_summary[[#This Row],[Area]]","v":395940.18197970244},{"$f":"CSU_data_summary[[#This Row],[Water Heating]]*CSU_data_summary[[#This Row],[Area]]","v":468019.76305836253},{"$f":"CSU_data_summary[[#This Row],[Lighting]]*CSU_data_summary[[#This Row],[Area]]","v":896110.92478122516},{"$f":"CSU_data_summary[[#This Row],[Equipment]]*CSU_data_summary[[#This Row],[Area]]","v":930904.98900718836}]
[null,"10% Better Than Title 24-Pomona-Residence Hall","10% Better Than Title 24","Pomona","Residence Hall",928674,1.3765088808946755,4.8907421559707656,2.5975767661406364,10.985538574425938,5.5192877651829866,11.491254232971993,36.860908375587002,34231767.22478988,{"$f":"CSU_data_summary[[#This Row],[Heating]]*CSU_data_summary[[#This Row],[Area]]","v":1278328.008455982},{"$f":"CSU_data_summary[[#This Row],[Cooling]]*CSU_data_summary[[#This Row],[Area]]","v":4541905.0809539948},{"$f":"CSU_data_summary[[#This Row],[Ventilation]]*CSU_data_summary[[#This Row],[Area]]","v":2412302.0057188892},{"$f":"CSU_data_summary[[#This Row],[Water Heating]]*CSU_data_summary[[#This Row],[Area]]","v":10201984.050066434},{"$f":"CSU_data_summary[[#This Row],[Lighting]]*CSU_data_summary[[#This Row],[Area]]","v":5125619.046043545},{"$f":"CSU_data_summary[[#This Row],[Equipment]]*CSU_data_summary[[#This Row],[Area]]","v":10671629.033551034}]
[null,"10% Better Than Title 24-Pomona-Science","10% Better Than Title 24","Pomona","Science",325713,3.1596470801352856,7.9636866110334248,3.6780741815083169,8.9159310166675692,9.4465475235690377,89.014758228744157,122.1786446416578,39795172.882168286,{"$f":"CSU_data_summary[[#This Row],[Heating]]*CSU_data_summary[[#This Row],[Area]]","v":1029138.1294121043},{"$f":"CSU_data_summary[[#This Row],[Cooling]]*CSU_data_summary[[#This Row],[Area]]","v":2593876.25713953},{"$f":"CSU_data_summary[[#This Row],[Ventilation]]*CSU_data_summary[[#This Row],[Area]]","v":1197996.5758816183},{"$f":"CSU_data_summary[[#This Row],[Water Heating]]*CSU_data_summary[[#This Row],[Area]]","v":2904034.6392318439},{"$f":"CSU_data_summary[[#This Row],[Lighting]]*CSU_data_summary[[#This Row],[Area]]","v":3076863.3335442422},{"$f":"CSU_data_summary[[#This Row],[Equipment]]*CSU_data_summary[[#This Row],[Area]]","v":28993263.946958944}]
[null,"10% Better Than Title 24-Pomona-University Union","10% Better Than Title 24","Pomona","University Union",129931,5.7783593973641834,7.430781614062874,3.617982421909411,4.2054211281003786,7.9063277028537415,7.8276839835447793,36.766556247835368,4777115.4198374972,{"$f":"CSU_data_summary[[#This Row],[Heating]]*CSU_data_summary[[#This Row],[Area]]","v":750788.01485892572},{"$f":"CSU_data_summary[[#This Row],[Cooling]]*CSU_data_summary[[#This Row],[Area]]","v":965488.88589680323},{"$f":"CSU_data_summary[[#This Row],[Ventilation]]*CSU_data_summary[[#This Row],[Area]]","v":470088.07406111166},{"$f":"CSU_data_summary[[#This Row],[Water Heating]]*CSU_data_summary[[#This Row],[Area]]","v":546414.57259521028},{"$f":"CSU_data_summary[[#This Row],[Lighting]]*CSU_data_summary[[#This Row],[Area]]","v":1027277.0647594895},{"$f":"CSU_data_summary[[#This Row],[Equipment]]*CSU_data_summary[[#This Row],[Area]]","v":1017058.8076659567}]
[null,"10% Better Than Title 24-Sacramento-Classroom","10% Better Than Title 24","Sacramento","Classroom",648614,14.979035448642257,6.404458101839916,3.7118007950196765,4.6463959120067706,8.5345857290720772,10.343497098474812,48.619773085055513,31535465.499790195,{"$f":"CSU_data_summary[[#This Row],[Heating]]*CSU_data_summary[[#This Row],[Area]]","v":9715612.0984856486},{"$f":"CSU_data_summary[[#This Row],[Cooling]]*CSU_data_summary[[#This Row],[Area]]","v":4154021.1872667954},{"$f":"CSU_data_summary[[#This Row],[Ventilation]]*CSU_data_summary[[#This Row],[Area]]","v":2407525.9608608927},{"$f":"CSU_data_summary[[#This Row],[Water Heating]]*CSU_data_summary[[#This Row],[Area]]","v":3013717.4380703596},{"$f":"CSU_data_summary[[#This Row],[Lighting]]*CSU_data_summary[[#This Row],[Area]]","v":5535651.7880763561},{"$f":"CSU_data_summary[[#This Row],[Equipment]]*CSU_data_summary[[#This Row],[Area]]","v":6708937.0270301411}]
[null,"10% Better Than Title 24-Sacramento-Engineering","10% Better Than Title 24","Sacramento","Engineering",149707,14.979035448642259,6.4044581018399187,3.711800795019677,4.6463959120067715,8.5345857290720808,10.343497098474812,48.61977308505552,7278720.3692444069,{"$f":"CSU_data_summary[[#This Row],[Heating]]*CSU_data_summary[[#This Row],[Area]]","v":2242466.4599098866},{"$f":"CSU_data_summary[[#This Row],[Cooling]]*CSU_data_summary[[#This Row],[Area]]","v":958792.20905214874},{"$f":"CSU_data_summary[[#This Row],[Ventilation]]*CSU_data_summary[[#This Row],[Area]]","v":555682.56162001076},{"$f":"CSU_data_summary[[#This Row],[Water Heating]]*CSU_data_summary[[#This Row],[Area]]","v":695597.99279879779},{"$f":"CSU_data_summary[[#This Row],[Lighting]]*CSU_data_summary[[#This Row],[Area]]","v":1277687.2257421941},{"$f":"CSU_data_summary[[#This Row],[Equipment]]*CSU_data_summary[[#This Row],[Area]]","v":1548493.9201213687}]
[null,"10% Better Than Title 24-Sacramento-Library","10% Better Than Title 24","Sacramento","Library",377074,14.979035448642257,6.404458101839916,3.7118007950196765,4.6463959120067706,8.5345857290720772,10.343497098474812,48.619773085055513,18333252.316274222,{"$f":"CSU_data_summary[[#This Row],[Heating]]*CSU_data_summary[[#This Row],[Area]]","v":5648204.81276133},{"$f":"CSU_data_summary[[#This Row],[Cooling]]*CSU_data_summary[[#This Row],[Area]]","v":2414954.6342931846},{"$f":"CSU_data_summary[[#This Row],[Ventilation]]*CSU_data_summary[[#This Row],[Area]]","v":1399623.5729812495},{"$f":"CSU_data_summary[[#This Row],[Water Heating]]*CSU_data_summary[[#This Row],[Area]]","v":1752035.0921240409},{"$f":"CSU_data_summary[[#This Row],[Lighting]]*CSU_data_summary[[#This Row],[Area]]","v":3218170.3792041247},{"$f":"CSU_data_summary[[#This Row],[Equipment]]*CSU_data_summary[[#This Row],[Area]]","v":3900263.824910291}]
[null,"10% Better Than Title 24-Sacramento-Music","10% Better Than Title 24","Sacramento","Music",84722,14.979035448642259,6.4044581018399187,3.711800795019677,4.6463959120067715,8.5345857290720808,10.343497098474812,48.61977308505552,4119164.4153120737,{"$f":"CSU_data_summary[[#This Row],[Heating]]*CSU_data_summary[[#This Row],[Area]]","v":1269053.8412798694},{"$f":"CSU_data_summary[[#This Row],[Cooling]]*CSU_data_summary[[#This Row],[Area]]","v":542598.49930408155},{"$f":"CSU_data_summary[[#This Row],[Ventilation]]*CSU_data_summary[[#This Row],[Area]]","v":314471.18695565709},{"$f":"CSU_data_summary[[#This Row],[Water Heating]]*CSU_data_summary[[#This Row],[Area]]","v":393651.95445703767},{"$f":"CSU_data_summary[[#This Row],[Lighting]]*CSU_data_summary[[#This Row],[Area]]","v":723067.17213844485},{"$f":"CSU_data_summary[[#This Row],[Equipment]]*CSU_data_summary[[#This Row],[Area]]","v":876321.76117698301}]
[null,"10% Better Than Title 24-Sacramento-Psychology","10% Better Than Title 24","Sacramento","Psychology",67138,14.979035448642259,6.4044581018399187,3.711800795019677,4.6463959120067715,8.5345857290720808,10.343497098474812,48.61977308505552,3264234.3253844576,{"$f":"CSU_data_summary[[#This Row],[Heating]]*CSU_data_summary[[#This Row],[Area]]","v":1005662.4819509439},{"$f":"CSU_data_summary[[#This Row],[Cooling]]*CSU_data_summary[[#This Row],[Area]]","v":429982.50804132846},{"$f":"CSU_data_summary[[#This Row],[Ventilation]]*CSU_data_summary[[#This Row],[Area]]","v":249202.88177603108},{"$f":"CSU_data_summary[[#This Row],[Water Heating]]*CSU_data_summary[[#This Row],[Area]]","v":311949.72874031065},{"$f":"CSU_data_summary[[#This Row],[Lighting]]*CSU_data_summary[[#This Row],[Area]]","v":572995.01667844132},{"$f":"CSU_data_summary[[#This Row],[Equipment]]*CSU_data_summary[[#This Row],[Area]]","v":694441.70819740195}]
[null,"10% Better Than Title 24-Sacramento-Residence Hall","10% Better Than Title 24","Sacramento","Residence Hall",378422,7.3745680788292018,5.9424776763794815,3.6791886920735668,15.974765284415982,8.0383034922434149,15.65997547188851,56.669278695830158,21444901.782633439,{"$f":"CSU_data_summary[[#This Row],[Heating]]*CSU_data_summary[[#This Row],[Area]]","v":2790698.8015267043},{"$f":"CSU_data_summary[[#This Row],[Cooling]]*CSU_data_summary[[#This Row],[Area]]","v":2248764.287250876},{"$f":"CSU_data_summary[[#This Row],[Ventilation]]*CSU_data_summary[[#This Row],[Area]]","v":1392285.9432318632},{"$f":"CSU_data_summary[[#This Row],[Water Heating]]*CSU_data_summary[[#This Row],[Area]]","v":6045202.6284592645},{"$f":"CSU_data_summary[[#This Row],[Lighting]]*CSU_data_summary[[#This Row],[Area]]","v":3041870.8841417376},{"$f":"CSU_data_summary[[#This Row],[Equipment]]*CSU_data_summary[[#This Row],[Area]]","v":5926079.2380229933}]
[null,"10% Better Than Title 24-Sacramento-Science","10% Better Than Title 24","Sacramento","Science",288434,12.818617920981987,11.649408450846449,6.7588689465899057,17.350707132253412,16.878157899416316,122.33687998162189,187.79264033170995,54165782.421436429,{"$f":"CSU_data_summary[[#This Row],[Heating]]*CSU_data_summary[[#This Row],[Area]]","v":3697325.2414205186},{"$f":"CSU_data_summary[[#This Row],[Cooling]]*CSU_data_summary[[#This Row],[Area]]","v":3360085.4771114448},{"$f":"CSU_data_summary[[#This Row],[Ventilation]]*CSU_data_summary[[#This Row],[Area]]","v":1949487.605740713},{"$f":"CSU_data_summary[[#This Row],[Water Heating]]*CSU_data_summary[[#This Row],[Area]]","v":5004533.8609843804},{"$f":"CSU_data_summary[[#This Row],[Lighting]]*CSU_data_summary[[#This Row],[Area]]","v":4868234.5955602452},{"$f":"CSU_data_summary[[#This Row],[Equipment]]*CSU_data_summary[[#This Row],[Area]]","v":35286115.640619129}]
[null,"10% Better Than Title 24-Sacramento-Student Services","10% Better Than Title 24","Sacramento","Student Services",110000,10.265685941592412,7.3616647364365635,4.5437274055552477,1.5564224574069003,9.1459152242285171,15.989527466768758,48.862943231988396,5374923.7555187233,{"$f":"CSU_data_summary[[#This Row],[Heating]]*CSU_data_summary[[#This Row],[Area]]","v":1129225.4535751655},{"$f":"CSU_data_summary[[#This Row],[Cooling]]*CSU_data_summary[[#This Row],[Area]]","v":809783.12100802199},{"$f":"CSU_data_summary[[#This Row],[Ventilation]]*CSU_data_summary[[#This Row],[Area]]","v":499810.01461107726},{"$f":"CSU_data_summary[[#This Row],[Water Heating]]*CSU_data_summary[[#This Row],[Area]]","v":171206.47031475903},{"$f":"CSU_data_summary[[#This Row],[Lighting]]*CSU_data_summary[[#This Row],[Area]]","v":1006050.6746651368},{"$f":"CSU_data_summary[[#This Row],[Equipment]]*CSU_data_summary[[#This Row],[Area]]","v":1758848.0213445635}]
[null,"10% Better Than Title 24-Sacramento-Theater Arts","10% Better Than Title 24","Sacramento","Theater Arts",64827,14.979035448642259,6.4044581018399187,3.711800795019677,4.6463959120067715,8.5345857290720808,10.343497098474812,48.61977308505552,3151874.0297848941,{"$f":"CSU_data_summary[[#This Row],[Heating]]*CSU_data_summary[[#This Row],[Area]]","v":971045.93102913175},{"$f":"CSU_data_summary[[#This Row],[Cooling]]*CSU_data_summary[[#This Row],[Area]]","v":415181.80536797643},{"$f":"CSU_data_summary[[#This Row],[Ventilation]]*CSU_data_summary[[#This Row],[Area]]","v":240624.91013874061},{"$f":"CSU_data_summary[[#This Row],[Water Heating]]*CSU_data_summary[[#This Row],[Area]]","v":301211.90778766299},{"$f":"CSU_data_summary[[#This Row],[Lighting]]*CSU_data_summary[[#This Row],[Area]]","v":553271.58905855578},{"$f":"CSU_data_summary[[#This Row],[Equipment]]*CSU_data_summary[[#This Row],[Area]]","v":670537.88640282664}]
[null,"10% Better Than Title 24-Sacramento-University Union","10% Better Than Title 24","Sacramento","University Union",162268,17.734882989702339,7.2765234816836575,4.2743556193553092,5.2097012836395402,9.8059332665518593,10.272714228000622,54.574110868933332,8855631.8224800732,{"$f":"CSU_data_summary[[#This Row],[Heating]]*CSU_data_summary[[#This Row],[Area]]","v":2877803.9929730189},{"$f":"CSU_data_summary[[#This Row],[Cooling]]*CSU_data_summary[[#This Row],[Area]]","v":1180746.9123258437},{"$f":"CSU_data_summary[[#This Row],[Ventilation]]*CSU_data_summary[[#This Row],[Area]]","v":693591.13764154736},{"$f":"CSU_data_summary[[#This Row],[Water Heating]]*CSU_data_summary[[#This Row],[Area]]","v":845367.80789362092},{"$f":"CSU_data_summary[[#This Row],[Lighting]]*CSU_data_summary[[#This Row],[Area]]","v":1591189.1792968372},{"$f":"CSU_data_summary[[#This Row],[Equipment]]*CSU_data_summary[[#This Row],[Area]]","v":1666932.7923492049}]
[null,"10% Better Than Title 24-San Bernardino-Administration","10% Better Than Title 24","San Bernardino","Administration",79829,3.7464931528179237,6.0985810422373286,3.2642758615935672,1.0192044053150828,6.096687727493495,10.094356220935842,30.31959841039324,2420383.221503282,{"$f":"CSU_data_summary[[#This Row],[Heating]]*CSU_data_summary[[#This Row],[Area]]","v":299078.80189630203},{"$f":"CSU_data_summary[[#This Row],[Cooling]]*CSU_data_summary[[#This Row],[Area]]","v":486843.62602076371},{"$f":"CSU_data_summary[[#This Row],[Ventilation]]*CSU_data_summary[[#This Row],[Area]]","v":260583.87775515288},{"$f":"CSU_data_summary[[#This Row],[Water Heating]]*CSU_data_summary[[#This Row],[Area]]","v":81362.068471897743},{"$f":"CSU_data_summary[[#This Row],[Lighting]]*CSU_data_summary[[#This Row],[Area]]","v":486692.48459807818},{"$f":"CSU_data_summary[[#This Row],[Equipment]]*CSU_data_summary[[#This Row],[Area]]","v":805822.36276108725}]
[null,"10% Better Than Title 24-San Bernardino-Apartments","10% Better Than Title 24","San Bernardino","Apartments",380949,1.5406358049593891,4.1819920921753511,2.3229606547508848,9.5352007098353706,4.7827156777039441,9.7452454774890533,32.108750416913992,12231796.362572968,{"$f":"CSU_data_summary[[#This Row],[Heating]]*CSU_data_summary[[#This Row],[Area]]","v":586903.66926347429},{"$f":"CSU_data_summary[[#This Row],[Cooling]]*CSU_data_summary[[#This Row],[Area]]","v":1593125.7055221079},{"$f":"CSU_data_summary[[#This Row],[Ventilation]]*CSU_data_summary[[#This Row],[Area]]","v":884929.53846669476},{"$f":"CSU_data_summary[[#This Row],[Water Heating]]*CSU_data_summary[[#This Row],[Area]]","v":3632425.1752110748},{"$f":"CSU_data_summary[[#This Row],[Lighting]]*CSU_data_summary[[#This Row],[Area]]","v":1821970.7547056398},{"$f":"CSU_data_summary[[#This Row],[Equipment]]*CSU_data_summary[[#This Row],[Area]]","v":3712441.5194039773}]
[null,"10% Better Than Title 24-San Bernardino-Business Administration","10% Better Than Title 24","San Bernardino","Business Administration",131496,2.6995540754791145,5.7257989248311238,2.0773850021155353,1.077337996612983,7.1633691802927748,7.6212649621013639,26.364710141432894,3466853.9247578597,{"$f":"CSU_data_summary[[#This Row],[Heating]]*CSU_data_summary[[#This Row],[Area]]","v":354980.56270920165},{"$f":"CSU_data_summary[[#This Row],[Cooling]]*CSU_data_summary[[#This Row],[Area]]","v":752919.65541959344},{"$f":"CSU_data_summary[[#This Row],[Ventilation]]*CSU_data_summary[[#This Row],[Area]]","v":273167.81823818444},{"$f":"CSU_data_summary[[#This Row],[Water Heating]]*CSU_data_summary[[#This Row],[Area]]","v":141665.63720262083},{"$f":"CSU_data_summary[[#This Row],[Lighting]]*CSU_data_summary[[#This Row],[Area]]","v":941954.39373177872},{"$f":"CSU_data_summary[[#This Row],[Equipment]]*CSU_data_summary[[#This Row],[Area]]","v":1002165.857456481}]
[null,"10% Better Than Title 24-San Bernardino-Education","10% Better Than Title 24","San Bernardino","Education",130000,4.5066394000002195,4.9228385704623276,2.2905546803307653,2.6908194147500115,5.1464983882650905,6.5596747120068066,26.117025165815217,3395213.2715559783,{"$f":"CSU_data_summary[[#This Row],[Heating]]*CSU_data_summary[[#This Row],[Area]]","v":585863.1220000285},{"$f":"CSU_data_summary[[#This Row],[Cooling]]*CSU_data_summary[[#This Row],[Area]]","v":639969.01416010258},{"$f":"CSU_data_summary[[#This Row],[Ventilation]]*CSU_data_summary[[#This Row],[Area]]","v":297772.10844299948},{"$f":"CSU_data_summary[[#This Row],[Water Heating]]*CSU_data_summary[[#This Row],[Area]]","v":349806.5239175015},{"$f":"CSU_data_summary[[#This Row],[Lighting]]*CSU_data_summary[[#This Row],[Area]]","v":669044.79047446174},{"$f":"CSU_data_summary[[#This Row],[Equipment]]*CSU_data_summary[[#This Row],[Area]]","v":852757.71256088489}]
[null,"10% Better Than Title 24-San Bernardino-Library","10% Better Than Title 24","San Bernardino","Library",297416,4.5066394000002195,4.9228385704623276,2.2905546803307653,2.6908194147500115,5.1464983882650905,6.5596747120068066,26.117025165815217,7767621.156716099,{"$f":"CSU_data_summary[[#This Row],[Heating]]*CSU_data_summary[[#This Row],[Area]]","v":1340346.6637904653},{"$f":"CSU_data_summary[[#This Row],[Cooling]]*CSU_data_summary[[#This Row],[Area]]","v":1464130.9562726237},{"$f":"CSU_data_summary[[#This Row],[Ventilation]]*CSU_data_summary[[#This Row],[Area]]","v":681247.6108052549},{"$f":"CSU_data_summary[[#This Row],[Water Heating]]*CSU_data_summary[[#This Row],[Area]]","v":800292.74705728947},{"$f":"CSU_data_summary[[#This Row],[Lighting]]*CSU_data_summary[[#This Row],[Area]]","v":1530650.9646442502},{"$f":"CSU_data_summary[[#This Row],[Equipment]]*CSU_data_summary[[#This Row],[Area]]","v":1950952.2141462164}]
[null,"10% Better Than Title 24-San Bernardino-Performing Arts","10% Better Than Title 24","San Bernardino","Performing Arts",55478,4.5066394000002195,4.9228385704623276,2.2905546803307653,2.6908194147500115,5.1464983882650905,6.5596747120068066,26.117025165815217,1448920.3221490965,{"$f":"CSU_data_summary[[#This Row],[Heating]]*CSU_data_summary[[#This Row],[Area]]","v":250019.34063321218},{"$f":"CSU_data_summary[[#This Row],[Cooling]]*CSU_data_summary[[#This Row],[Area]]","v":273109.23821210902},{"$f":"CSU_data_summary[[#This Row],[Ventilation]]*CSU_data_summary[[#This Row],[Area]]","v":127075.39255539019},{"$f":"CSU_data_summary[[#This Row],[Water Heating]]*CSU_data_summary[[#This Row],[Area]]","v":149281.27949150113},{"$f":"CSU_data_summary[[#This Row],[Lighting]]*CSU_data_summary[[#This Row],[Area]]","v":285517.43758417066},{"$f":"CSU_data_summary[[#This Row],[Equipment]]*CSU_data_summary[[#This Row],[Area]]","v":363917.63367271359}]
[null,"10% Better Than Title 24-San Bernardino-Residence Hall","10% Better Than Title 24","San Bernardino","Residence Hall",107424,1.5406358049593909,4.1819920921753564,2.3229606547508883,9.5352007098353866,4.7827156777039512,9.7452454774890533,32.108750416914027,3449250.4047865723,{"$f":"CSU_data_summary[[#This Row],[Heating]]*CSU_data_summary[[#This Row],[Area]]","v":165501.26071195761},{"$f":"CSU_data_summary[[#This Row],[Cooling]]*CSU_data_summary[[#This Row],[Area]]","v":449246.31850984547},{"$f":"CSU_data_summary[[#This Row],[Ventilation]]*CSU_data_summary[[#This Row],[Area]]","v":249541.72537595942},{"$f":"CSU_data_summary[[#This Row],[Water Heating]]*CSU_data_summary[[#This Row],[Area]]","v":1024309.4010533566},{"$f":"CSU_data_summary[[#This Row],[Lighting]]*CSU_data_summary[[#This Row],[Area]]","v":513778.44896166923},{"$f":"CSU_data_summary[[#This Row],[Equipment]]*CSU_data_summary[[#This Row],[Area]]","v":1046873.2501737841}]
[null,"10% Better Than Title 24-San Bernardino-Science","10% Better Than Title 24","San Bernardino","Science",206846,2.9479171639689317,6.8445072946145959,3.1881235331858098,7.6805201230834825,8.0748506750312323,75.097518659970973,103.83343744985503,21477531.202752713,{"$f":"CSU_data_summary[[#This Row],[Heating]]*CSU_data_summary[[#This Row],[Area]]","v":609764.87369831768},{"$f":"CSU_data_summary[[#This Row],[Cooling]]*CSU_data_summary[[#This Row],[Area]]","v":1415758.9558618506},{"$f":"CSU_data_summary[[#This Row],[Ventilation]]*CSU_data_summary[[#This Row],[Area]]","v":659450.60034535197},{"$f":"CSU_data_summary[[#This Row],[Water Heating]]*CSU_data_summary[[#This Row],[Area]]","v":1588684.865379326},{"$f":"CSU_data_summary[[#This Row],[Lighting]]*CSU_data_summary[[#This Row],[Area]]","v":1670250.5627275102},{"$f":"CSU_data_summary[[#This Row],[Equipment]]*CSU_data_summary[[#This Row],[Area]]","v":15533621.344740355}]
[null,"10% Better Than Title 24-San Bernardino-Social Science","10% Better Than Title 24","San Bernardino","Social Science",138700,4.506639400000223,4.922838570462333,2.290554680330767,2.6908194147500146,5.146498388265095,6.5596747120068075,26.117025165815242,3622431.3904985739,{"$f":"CSU_data_summary[[#This Row],[Heating]]*CSU_data_summary[[#This Row],[Area]]","v":625070.88478003093},{"$f":"CSU_data_summary[[#This Row],[Cooling]]*CSU_data_summary[[#This Row],[Area]]","v":682797.70972312556},{"$f":"CSU_data_summary[[#This Row],[Ventilation]]*CSU_data_summary[[#This Row],[Area]]","v":317699.93416187738},{"$f":"CSU_data_summary[[#This Row],[Water Heating]]*CSU_data_summary[[#This Row],[Area]]","v":373216.65282582701},{"$f":"CSU_data_summary[[#This Row],[Lighting]]*CSU_data_summary[[#This Row],[Area]]","v":713819.32645236864},{"$f":"CSU_data_summary[[#This Row],[Equipment]]*CSU_data_summary[[#This Row],[Area]]","v":909826.88255534426}]
[null,"10% Better Than Title 24-San Bernardino-University Union","10% Better Than Title 24","San Bernardino","University Union",86414,5.6534699034219837,6.2343190487163129,3.1311556505203018,3.5536224355436636,6.693395999405416,6.6296906027938807,31.895653640401555,2756231.0136816599,{"$f":"CSU_data_summary[[#This Row],[Heating]]*CSU_data_summary[[#This Row],[Area]]","v":488538.94823430729},{"$f":"CSU_data_summary[[#This Row],[Cooling]]*CSU_data_summary[[#This Row],[Area]]","v":538732.44627577148},{"$f":"CSU_data_summary[[#This Row],[Ventilation]]*CSU_data_summary[[#This Row],[Area]]","v":270575.68438406137},{"$f":"CSU_data_summary[[#This Row],[Water Heating]]*CSU_data_summary[[#This Row],[Area]]","v":307082.72914507013},{"$f":"CSU_data_summary[[#This Row],[Lighting]]*CSU_data_summary[[#This Row],[Area]]","v":578403.12189261965},{"$f":"CSU_data_summary[[#This Row],[Equipment]]*CSU_data_summary[[#This Row],[Area]]","v":572898.08374983037}]
[null,"10% Better Than Title 24-San Diego-Administration","10% Better Than Title 24","San Diego","Administration",178560,5.0059087403648483,10.15237900255298,7.5954774856853042,2.5733676524223918,15.18673772802296,23.877623317288794,64.391493926337276,11497745.155486785,{"$f":"CSU_data_summary[[#This Row],[Heating]]*CSU_data_summary[[#This Row],[Area]]","v":893855.06467954733},{"$f":"CSU_data_summary[[#This Row],[Cooling]]*CSU_data_summary[[#This Row],[Area]]","v":1812808.79469586},{"$f":"CSU_data_summary[[#This Row],[Ventilation]]*CSU_data_summary[[#This Row],[Area]]","v":1356248.4598439678},{"$f":"CSU_data_summary[[#This Row],[Water Heating]]*CSU_data_summary[[#This Row],[Area]]","v":459500.52801654232},{"$f":"CSU_data_summary[[#This Row],[Lighting]]*CSU_data_summary[[#This Row],[Area]]","v":2711743.8887157799},{"$f":"CSU_data_summary[[#This Row],[Equipment]]*CSU_data_summary[[#This Row],[Area]]","v":4263588.4195350874}]
[null,"10% Better Than Title 24-San Diego-Apartments","10% Better Than Title 24","San Diego","Apartments",335110,0.68829741067371564,5.3017913415146563,4.3801702079037668,20.873826438905624,10.425428592752677,22.935605791243251,64.605119782993683,21649821.690479014,{"$f":"CSU_data_summary[[#This Row],[Heating]]*CSU_data_summary[[#This Row],[Area]]","v":230655.34529086883},{"$f":"CSU_data_summary[[#This Row],[Cooling]]*CSU_data_summary[[#This Row],[Area]]","v":1776683.2964549765},{"$f":"CSU_data_summary[[#This Row],[Ventilation]]*CSU_data_summary[[#This Row],[Area]]","v":1467838.8383706312},{"$f":"CSU_data_summary[[#This Row],[Water Heating]]*CSU_data_summary[[#This Row],[Area]]","v":6995027.9779416639},{"$f":"CSU_data_summary[[#This Row],[Lighting]]*CSU_data_summary[[#This Row],[Area]]","v":3493665.3757173498},{"$f":"CSU_data_summary[[#This Row],[Equipment]]*CSU_data_summary[[#This Row],[Area]]","v":7685950.8567035263}]
[null,"10% Better Than Title 24-San Diego-Business Administration","10% Better Than Title 24","San Diego","Business Administration",149695,2.8880665297582797,7.6318933497847663,3.8702800951781833,2.1779590000197562,14.272942051927116,18.035002233829854,48.876143260497955,7316514.265380241,{"$f":"CSU_data_summary[[#This Row],[Heating]]*CSU_data_summary[[#This Row],[Area]]","v":432329.11917216569},{"$f":"CSU_data_summary[[#This Row],[Cooling]]*CSU_data_summary[[#This Row],[Area]]","v":1142456.2749960306},{"$f":"CSU_data_summary[[#This Row],[Ventilation]]*CSU_data_summary[[#This Row],[Area]]","v":579361.57884769817},{"$f":"CSU_data_summary[[#This Row],[Water Heating]]*CSU_data_summary[[#This Row],[Area]]","v":326029.5725079574},{"$f":"CSU_data_summary[[#This Row],[Lighting]]*CSU_data_summary[[#This Row],[Area]]","v":2136588.0604632297},{"$f":"CSU_data_summary[[#This Row],[Equipment]]*CSU_data_summary[[#This Row],[Area]]","v":2699749.6593931601}]
[null,"10% Better Than Title 24-San Diego-Classroom","10% Better Than Title 24","San Diego","Classroom",478006,8.7419197768830372,7.5425981902557275,5.9959398315788759,7.4124255939519719,13.971980859343647,15.275123836226685,58.939988088239943,28173667.946107224,{"$f":"CSU_data_summary[[#This Row],[Heating]]*CSU_data_summary[[#This Row],[Area]]","v":4178690.1048687529},{"$f":"CSU_data_summary[[#This Row],[Cooling]]*CSU_data_summary[[#This Row],[Area]]","v":3605407.1905313791},{"$f":"CSU_data_summary[[#This Row],[Ventilation]]*CSU_data_summary[[#This Row],[Area]]","v":2866095.2151336921},{"$f":"CSU_data_summary[[#This Row],[Water Heating]]*CSU_data_summary[[#This Row],[Area]]","v":3543183.9084626064},{"$f":"CSU_data_summary[[#This Row],[Lighting]]*CSU_data_summary[[#This Row],[Area]]","v":6678690.6826514192},{"$f":"CSU_data_summary[[#This Row],[Equipment]]*CSU_data_summary[[#This Row],[Area]]","v":7301600.8444593726}]
[null,"10% Better Than Title 24-San Diego-Library","10% Better Than Title 24","San Diego","Library",526401,8.7419197768830372,7.5425981902557275,5.9959398315788759,7.4124255939519719,13.971980859343647,15.275123836226685,58.939988088239943,31026068.669637594,{"$f":"CSU_data_summary[[#This Row],[Heating]]*CSU_data_summary[[#This Row],[Area]]","v":4601755.3124710079},{"$f":"CSU_data_summary[[#This Row],[Cooling]]*CSU_data_summary[[#This Row],[Area]]","v":3970431.2299488052},{"$f":"CSU_data_summary[[#This Row],[Ventilation]]*CSU_data_summary[[#This Row],[Area]]","v":3156268.7232829519},{"$f":"CSU_data_summary[[#This Row],[Water Heating]]*CSU_data_summary[[#This Row],[Area]]","v":3901908.2450819118},{"$f":"CSU_data_summary[[#This Row],[Lighting]]*CSU_data_summary[[#This Row],[Area]]","v":7354864.6963393549},{"$f":"CSU_data_summary[[#This Row],[Equipment]]*CSU_data_summary[[#This Row],[Area]]","v":8040840.4625135632}]
[null,"10% Better Than Title 24-San Diego-Residence Hall","10% Better Than Title 24","San Diego","Residence Hall",563682,0.68829741067371575,5.3017913415146571,4.3801702079037677,20.873826438905628,10.425428592752679,22.935605791243251,64.605119782993697,36416743.129517451,{"$f":"CSU_data_summary[[#This Row],[Heating]]*CSU_data_summary[[#This Row],[Area]]","v":387980.86104338145},{"$f":"CSU_data_summary[[#This Row],[Cooling]]*CSU_data_summary[[#This Row],[Area]]","v":2988524.346967665},{"$f":"CSU_data_summary[[#This Row],[Ventilation]]*CSU_data_summary[[#This Row],[Area]]","v":2469023.1031316114},{"$f":"CSU_data_summary[[#This Row],[Water Heating]]*CSU_data_summary[[#This Row],[Area]]","v":11766200.234735202},{"$f":"CSU_data_summary[[#This Row],[Lighting]]*CSU_data_summary[[#This Row],[Area]]","v":5876626.4400200155},{"$f":"CSU_data_summary[[#This Row],[Equipment]]*CSU_data_summary[[#This Row],[Area]]","v":12928388.143619578}]
[null,"10% Better Than Title 24-San Diego-Science","10% Better Than Title 24","San Diego","Science",488522,4.298352213865404,7.8827959504370373,6.273132483962236,15.90373541659743,17.20922526755459,177.31397005954895,228.88121139196565,111813507.15162584,{"$f":"CSU_data_summary[[#This Row],[Heating]]*CSU_data_summary[[#This Row],[Area]]","v":2099839.6202219548},{"$f":"CSU_data_summary[[#This Row],[Cooling]]*CSU_data_summary[[#This Row],[Area]]","v":3850919.2432994023},{"$f":"CSU_data_summary[[#This Row],[Ventilation]]*CSU_data_summary[[#This Row],[Area]]","v":3064563.2273301994},{"$f":"CSU_data_summary[[#This Row],[Water Heating]]*CSU_data_summary[[#This Row],[Area]]","v":7769324.63318701},{"$f":"CSU_data_summary[[#This Row],[Lighting]]*CSU_data_summary[[#This Row],[Area]]","v":8407085.1461563036},{"$f":"CSU_data_summary[[#This Row],[Equipment]]*CSU_data_summary[[#This Row],[Area]]","v":86621775.281430975}]
[null,"10% Better Than Title 24-San Diego-Social Science","10% Better Than Title 24","San Diego","Social Science",109170,8.741919776883039,7.5425981902557284,5.9959398315788768,7.4124255939519754,13.971980859343649,15.275123836226685,58.939988088239957,6434478.4995931564,{"$f":"CSU_data_summary[[#This Row],[Heating]]*CSU_data_summary[[#This Row],[Area]]","v":954355.38204232138},{"$f":"CSU_data_summary[[#This Row],[Cooling]]*CSU_data_summary[[#This Row],[Area]]","v":823425.44443021785},{"$f":"CSU_data_summary[[#This Row],[Ventilation]]*CSU_data_summary[[#This Row],[Area]]","v":654576.75141346594},{"$f":"CSU_data_summary[[#This Row],[Water Heating]]*CSU_data_summary[[#This Row],[Area]]","v":809214.50209173711},{"$f":"CSU_data_summary[[#This Row],[Lighting]]*CSU_data_summary[[#This Row],[Area]]","v":1525321.1504145463},{"$f":"CSU_data_summary[[#This Row],[Equipment]]*CSU_data_summary[[#This Row],[Area]]","v":1667585.2692008673}]
[null,"10% Better Than Title 24-San Diego-Theater Arts","10% Better Than Title 24","San Diego","Theater Arts",117014,8.741919776883039,7.5425981902557284,5.9959398315788768,7.4124255939519754,13.971980859343649,15.275123836226685,58.939988088239957,6896803.7661573105,{"$f":"CSU_data_summary[[#This Row],[Heating]]*CSU_data_summary[[#This Row],[Area]]","v":1022927.0007721919},{"$f":"CSU_data_summary[[#This Row],[Cooling]]*CSU_data_summary[[#This Row],[Area]]","v":882589.58463458379},{"$f":"CSU_data_summary[[#This Row],[Ventilation]]*CSU_data_summary[[#This Row],[Area]]","v":701608.90345237067},{"$f":"CSU_data_summary[[#This Row],[Water Heating]]*CSU_data_summary[[#This Row],[Area]]","v":867357.56845069642},{"$f":"CSU_data_summary[[#This Row],[Lighting]]*CSU_data_summary[[#This Row],[Area]]","v":1634917.3682752377},{"$f":"CSU_data_summary[[#This Row],[Equipment]]*CSU_data_summary[[#This Row],[Area]]","v":1787403.3405722294}]
[null,"10% Better Than Title 24-San Diego-University Union","10% Better Than Title 24","San Diego","University Union",273093,7.4710940936744876,9.8940154515997278,7.5692095146979055,9.4407831985487345,17.365171927538476,15.713397325344541,67.453671511403869,18421125.514063817,{"$f":"CSU_data_summary[[#This Row],[Heating]]*CSU_data_summary[[#This Row],[Area]]","v":2040303.4993238468},{"$f":"CSU_data_summary[[#This Row],[Cooling]]*CSU_data_summary[[#This Row],[Area]]","v":2701986.3617237243},{"$f":"CSU_data_summary[[#This Row],[Ventilation]]*CSU_data_summary[[#This Row],[Area]]","v":2067098.1339973952},{"$f":"CSU_data_summary[[#This Row],[Water Heating]]*CSU_data_summary[[#This Row],[Area]]","v":2578211.8060412696},{"$f":"CSU_data_summary[[#This Row],[Lighting]]*CSU_data_summary[[#This Row],[Area]]","v":4742306.8972072648},{"$f":"CSU_data_summary[[#This Row],[Equipment]]*CSU_data_summary[[#This Row],[Area]]","v":4291218.8157703169}]
[null,"10% Better Than Title 24-San Francisco-Administration","10% Better Than Title 24","San Francisco","Administration",182305,5.4283971495105758,1.323954367313386,2.5678827218867553,0.95028046258815979,5.4379239799424228,9.3177859029765919,25.026224584217893,4562405.8728258433,{"$f":"CSU_data_summary[[#This Row],[Heating]]*CSU_data_summary[[#This Row],[Area]]","v":989623.94234152557},{"$f":"CSU_data_summary[[#This Row],[Cooling]]*CSU_data_summary[[#This Row],[Area]]","v":241363.50093306683},{"$f":"CSU_data_summary[[#This Row],[Ventilation]]*CSU_data_summary[[#This Row],[Area]]","v":468137.85961356491},{"$f":"CSU_data_summary[[#This Row],[Water Heating]]*CSU_data_summary[[#This Row],[Area]]","v":173240.87973213446},{"$f":"CSU_data_summary[[#This Row],[Lighting]]*CSU_data_summary[[#This Row],[Area]]","v":991360.73116340337},{"$f":"CSU_data_summary[[#This Row],[Equipment]]*CSU_data_summary[[#This Row],[Area]]","v":1698678.9590421475}]
[null,"10% Better Than Title 24-San Francisco-Apartments","10% Better Than Title 24","San Francisco","Apartments",1173643,2.2990660478601299,0.71771178256577439,1.4679401217310653,8.6433732751712071,3.9798367192233841,9.0630018400875123,26.170929786639075,30715328.547580443,{"$f":"CSU_data_summary[[#This Row],[Heating]]*CSU_data_summary[[#This Row],[Area]]","v":2698282.7736087064},{"$f":"CSU_data_summary[[#This Row],[Cooling]]*CSU_data_summary[[#This Row],[Area]]","v":842337.40962584317},{"$f":"CSU_data_summary[[#This Row],[Ventilation]]*CSU_data_summary[[#This Row],[Area]]","v":1722837.6482888127},{"$f":"CSU_data_summary[[#This Row],[Water Heating]]*CSU_data_summary[[#This Row],[Area]]","v":10144234.540791761},{"$f":"CSU_data_summary[[#This Row],[Lighting]]*CSU_data_summary[[#This Row],[Area]]","v":4670907.5066594901},{"$f":"CSU_data_summary[[#This Row],[Equipment]]*CSU_data_summary[[#This Row],[Area]]","v":10636728.668605829}]
[null,"10% Better Than Title 24-San Francisco-Classroom","10% Better Than Title 24","San Francisco","Classroom",193200,8.5208762934706819,1.0337137546915949,2.3282310920295637,3.1365591971423084,5.5614145239745909,5.8990962348111955,26.479891096119935,5115914.9597703712,{"$f":"CSU_data_summary[[#This Row],[Heating]]*CSU_data_summary[[#This Row],[Area]]","v":1646233.2998985357},{"$f":"CSU_data_summary[[#This Row],[Cooling]]*CSU_data_summary[[#This Row],[Area]]","v":199713.49740641614},{"$f":"CSU_data_summary[[#This Row],[Ventilation]]*CSU_data_summary[[#This Row],[Area]]","v":449814.2469801117},{"$f":"CSU_data_summary[[#This Row],[Water Heating]]*CSU_data_summary[[#This Row],[Area]]","v":605983.23688789399},{"$f":"CSU_data_summary[[#This Row],[Lighting]]*CSU_data_summary[[#This Row],[Area]]","v":1074465.2860318909},{"$f":"CSU_data_summary[[#This Row],[Equipment]]*CSU_data_summary[[#This Row],[Area]]","v":1139705.392565523}]
[null,"10% Better Than Title 24-San Francisco-Education","10% Better Than Title 24","San Francisco","Education",170925,8.5208762934706819,1.0337137546915949,2.3282310920295637,3.1365591971423084,5.5614145239745909,5.8990962348111955,26.479891096119935,4526075.3856042996,{"$f":"CSU_data_summary[[#This Row],[Heating]]*CSU_data_summary[[#This Row],[Area]]","v":1456430.7804614762},{"$f":"CSU_data_summary[[#This Row],[Cooling]]*CSU_data_summary[[#This Row],[Area]]","v":176687.52352066085},{"$f":"CSU_data_summary[[#This Row],[Ventilation]]*CSU_data_summary[[#This Row],[Area]]","v":397952.89940515318},{"$f":"CSU_data_summary[[#This Row],[Water Heating]]*CSU_data_summary[[#This Row],[Area]]","v":536116.38077154907},{"$f":"CSU_data_summary[[#This Row],[Lighting]]*CSU_data_summary[[#This Row],[Area]]","v":950584.77751035697},{"$f":"CSU_data_summary[[#This Row],[Equipment]]*CSU_data_summary[[#This Row],[Area]]","v":1008303.0239351036}]
[null,"10% Better Than Title 24-San Francisco-Humanities","10% Better Than Title 24","San Francisco","Humanities",132964,8.5208762934706801,1.0337137546915947,2.3282310920295632,3.1365591971423075,5.5614145239745909,5.8990962348111955,26.479891096119935,3520872.2397044911,{"$f":"CSU_data_summary[[#This Row],[Heating]]*CSU_data_summary[[#This Row],[Area]]","v":1132969.7954850355},{"$f":"CSU_data_summary[[#This Row],[Cooling]]*CSU_data_summary[[#This Row],[Area]]","v":137446.7156788132},{"$f":"CSU_data_summary[[#This Row],[Ventilation]]*CSU_data_summary[[#This Row],[Area]]","v":309570.91892061883},{"$f":"CSU_data_summary[[#This Row],[Water Heating]]*CSU_data_summary[[#This Row],[Area]]","v":417049.45708882977},{"$f":"CSU_data_summary[[#This Row],[Lighting]]*CSU_data_summary[[#This Row],[Area]]","v":739467.92076575756},{"$f":"CSU_data_summary[[#This Row],[Equipment]]*CSU_data_summary[[#This Row],[Area]]","v":784367.43176543585}]
[null,"10% Better Than Title 24-San Francisco-Industrial Arts","10% Better Than Title 24","San Francisco","Industrial Arts",174558,8.5208762934706819,1.0337137546915949,2.3282310920295637,3.1365591971423084,5.5614145239745909,5.8990962348111955,26.479891096119935,4622276.8299565036,{"$f":"CSU_data_summary[[#This Row],[Heating]]*CSU_data_summary[[#This Row],[Area]]","v":1487387.1240356553},{"$f":"CSU_data_summary[[#This Row],[Cooling]]*CSU_data_summary[[#This Row],[Area]]","v":180443.00559145541},{"$f":"CSU_data_summary[[#This Row],[Ventilation]]*CSU_data_summary[[#This Row],[Area]]","v":406411.36296249658},{"$f":"CSU_data_summary[[#This Row],[Water Heating]]*CSU_data_summary[[#This Row],[Area]]","v":547511.50033476704},{"$f":"CSU_data_summary[[#This Row],[Lighting]]*CSU_data_summary[[#This Row],[Area]]","v":970789.39647595666},{"$f":"CSU_data_summary[[#This Row],[Equipment]]*CSU_data_summary[[#This Row],[Area]]","v":1029734.4405561726}]
[null,"10% Better Than Title 24-San Francisco-Library","10% Better Than Title 24","San Francisco","Library",352252,8.5208762934706819,1.0337137546915949,2.3282310920295637,3.1365591971423084,5.5614145239745909,5.8990962348111955,26.479891096119935,9327594.5983904395,{"$f":"CSU_data_summary[[#This Row],[Heating]]*CSU_data_summary[[#This Row],[Area]]","v":3001495.7161276345},{"$f":"CSU_data_summary[[#This Row],[Cooling]]*CSU_data_summary[[#This Row],[Area]]","v":364127.7375176237},{"$f":"CSU_data_summary[[#This Row],[Ventilation]]*CSU_data_summary[[#This Row],[Area]]","v":820124.05862959789},{"$f":"CSU_data_summary[[#This Row],[Water Heating]]*CSU_data_summary[[#This Row],[Area]]","v":1104859.2503117723},{"$f":"CSU_data_summary[[#This Row],[Lighting]]*CSU_data_summary[[#This Row],[Area]]","v":1959019.3888990977},{"$f":"CSU_data_summary[[#This Row],[Equipment]]*CSU_data_summary[[#This Row],[Area]]","v":2077968.4469047133}]
[null,"10% Better Than Title 24-San Francisco-Residence Hall","10% Better Than Title 24","San Francisco","Residence Hall",353253,2.2990660478601286,0.71771178256577406,1.4679401217310646,8.6433732751712053,3.9798367192233832,9.0630018400875123,26.170929786639068,9244959.459919611,{"$f":"CSU_data_summary[[#This Row],[Heating]]*CSU_data_summary[[#This Row],[Area]]","v":812151.97860473394},{"$f":"CSU_data_summary[[#This Row],[Cooling]]*CSU_data_summary[[#This Row],[Area]]","v":253533.84032670737},{"$f":"CSU_data_summary[[#This Row],[Ventilation]]*CSU_data_summary[[#This Row],[Area]]","v":518554.25182186376},{"$f":"CSU_data_summary[[#This Row],[Water Heating]]*CSU_data_summary[[#This Row],[Area]]","v":3053297.5395740536},{"$f":"CSU_data_summary[[#This Row],[Lighting]]*CSU_data_summary[[#This Row],[Area]]","v":1405889.2605758179},{"$f":"CSU_data_summary[[#This Row],[Equipment]]*CSU_data_summary[[#This Row],[Area]]","v":3201532.5890164338}]
[null,"10% Better Than Title 24-San Francisco-Science","10% Better Than Title 24","San Francisco","Science",521890,6.0212295096843693,1.5526206063490893,3.500733227002518,9.6715932174144399,9.327846271645102,71.942986462819405,102.01700929491491,53241656.980923146,{"$f":"CSU_data_summary[[#This Row],[Heating]]*CSU_data_summary[[#This Row],[Area]]","v":3142419.4688091753},{"$f":"CSU_data_summary[[#This Row],[Cooling]]*CSU_data_summary[[#This Row],[Area]]","v":810297.16824752616},{"$f":"CSU_data_summary[[#This Row],[Ventilation]]*CSU_data_summary[[#This Row],[Area]]","v":1826997.6638403442},{"$f":"CSU_data_summary[[#This Row],[Water Heating]]*CSU_data_summary[[#This Row],[Area]]","v":5047507.7842364218},{"$f":"CSU_data_summary[[#This Row],[Lighting]]*CSU_data_summary[[#This Row],[Area]]","v":4868109.6907088626},{"$f":"CSU_data_summary[[#This Row],[Equipment]]*CSU_data_summary[[#This Row],[Area]]","v":37546325.205080822}]
[null,"10% Better Than Title 24-San Francisco-University Union","10% Better Than Title 24","San Francisco","University Union",140000,8.6593618514074464,1.1920676297885919,2.3986097900622694,3.397249877733679,6.007607187219608,5.918925816155312,27.573822152366908,3860335.1013313672,{"$f":"CSU_data_summary[[#This Row],[Heating]]*CSU_data_summary[[#This Row],[Area]]","v":1212310.6591970425},{"$f":"CSU_data_summary[[#This Row],[Cooling]]*CSU_data_summary[[#This Row],[Area]]","v":166889.46817040286},{"$f":"CSU_data_summary[[#This Row],[Ventilation]]*CSU_data_summary[[#This Row],[Area]]","v":335805.37060871773},{"$f":"CSU_data_summary[[#This Row],[Water Heating]]*CSU_data_summary[[#This Row],[Area]]","v":475614.98288271506},{"$f":"CSU_data_summary[[#This Row],[Lighting]]*CSU_data_summary[[#This Row],[Area]]","v":841065.00621074508},{"$f":"CSU_data_summary[[#This Row],[Equipment]]*CSU_data_summary[[#This Row],[Area]]","v":828649.61426174373}]
[null,"10% Better Than Title 24-San Jose-Apartments","10% Better Than Title 24","San Jose","Apartments",959825,3.7247788905118595,3.1772600762315144,2.5598836238632798,13.179634900523276,6.090343525628418,13.782122728721347,42.514023745479697,40806022.841505051,{"$f":"CSU_data_summary[[#This Row],[Heating]]*CSU_data_summary[[#This Row],[Area]]","v":3575135.8985855454},{"$f":"CSU_data_summary[[#This Row],[Cooling]]*CSU_data_summary[[#This Row],[Area]]","v":3049613.6526689134},{"$f":"CSU_data_summary[[#This Row],[Ventilation]]*CSU_data_summary[[#This Row],[Area]]","v":2457040.2992745726},{"$f":"CSU_data_summary[[#This Row],[Water Heating]]*CSU_data_summary[[#This Row],[Area]]","v":12650143.068394752},{"$f":"CSU_data_summary[[#This Row],[Lighting]]*CSU_data_summary[[#This Row],[Area]]","v":5845663.9744862961},{"$f":"CSU_data_summary[[#This Row],[Equipment]]*CSU_data_summary[[#This Row],[Area]]","v":13228425.948094968}]
[null,"10% Better Than Title 24-San Jose-Classroom","10% Better Than Title 24","San Jose","Classroom",331138,10.548085173758265,4.1335670753983109,3.4407024397849901,4.4545020768890318,8.0591205586854961,9.2427090588009531,39.878686383317046,13205348.45159884,{"$f":"CSU_data_summary[[#This Row],[Heating]]*CSU_data_summary[[#This Row],[Area]]","v":3492871.8282679645},{"$f":"CSU_data_summary[[#This Row],[Cooling]]*CSU_data_summary[[#This Row],[Area]]","v":1368781.1342132459},{"$f":"CSU_data_summary[[#This Row],[Ventilation]]*CSU_data_summary[[#This Row],[Area]]","v":1139347.3245055221},{"$f":"CSU_data_summary[[#This Row],[Water Heating]]*CSU_data_summary[[#This Row],[Area]]","v":1475054.9087368802},{"$f":"CSU_data_summary[[#This Row],[Lighting]]*CSU_data_summary[[#This Row],[Area]]","v":2668681.0635619978},{"$f":"CSU_data_summary[[#This Row],[Equipment]]*CSU_data_summary[[#This Row],[Area]]","v":3060612.1923132301}]
[null,"10% Better Than Title 24-San Jose-Engineering","10% Better Than Title 24","San Jose","Engineering",372000,10.548085173758265,4.1335670753983109,3.4407024397849901,4.4545020768890318,8.0591205586854961,9.2427090588009531,39.878686383317046,14834871.334593941,{"$f":"CSU_data_summary[[#This Row],[Heating]]*CSU_data_summary[[#This Row],[Area]]","v":3923887.6846380746},{"$f":"CSU_data_summary[[#This Row],[Cooling]]*CSU_data_summary[[#This Row],[Area]]","v":1537686.9520481718},{"$f":"CSU_data_summary[[#This Row],[Ventilation]]*CSU_data_summary[[#This Row],[Area]]","v":1279941.3076000162},{"$f":"CSU_data_summary[[#This Row],[Water Heating]]*CSU_data_summary[[#This Row],[Area]]","v":1657074.7726027197},{"$f":"CSU_data_summary[[#This Row],[Lighting]]*CSU_data_summary[[#This Row],[Area]]","v":2997992.8478310048},{"$f":"CSU_data_summary[[#This Row],[Equipment]]*CSU_data_summary[[#This Row],[Area]]","v":3438287.7698739544}]
[null,"10% Better Than Title 24-San Jose-Industrial Arts","10% Better Than Title 24","San Jose","Industrial Arts",109802,10.548085173758265,4.1335670753983109,3.4407024397849901,4.4545020768890318,8.0591205586854961,9.2427090588009531,39.878686383317046,4378759.5222609779,{"$f":"CSU_data_summary[[#This Row],[Heating]]*CSU_data_summary[[#This Row],[Area]]","v":1158200.8482490049},{"$f":"CSU_data_summary[[#This Row],[Cooling]]*CSU_data_summary[[#This Row],[Area]]","v":453873.93201288534},{"$f":"CSU_data_summary[[#This Row],[Ventilation]]*CSU_data_summary[[#This Row],[Area]]","v":377796.00929327146},{"$f":"CSU_data_summary[[#This Row],[Water Heating]]*CSU_data_summary[[#This Row],[Area]]","v":489113.23704656947},{"$f":"CSU_data_summary[[#This Row],[Lighting]]*CSU_data_summary[[#This Row],[Area]]","v":884907.55558478483},{"$f":"CSU_data_summary[[#This Row],[Equipment]]*CSU_data_summary[[#This Row],[Area]]","v":1014867.9400744622}]
[null,"10% Better Than Title 24-San Jose-Library","10% Better Than Title 24","San Jose","Library",499221,10.548085173758265,4.1335670753983109,3.4407024397849901,4.4545020768890318,8.0591205586854961,9.2427090588009531,39.878686383317046,19908277.694965918,{"$f":"CSU_data_summary[[#This Row],[Heating]]*CSU_data_summary[[#This Row],[Area]]","v":5265825.6285287747},{"$f":"CSU_data_summary[[#This Row],[Cooling]]*CSU_data_summary[[#This Row],[Area]]","v":2063563.4889474201},{"$f":"CSU_data_summary[[#This Row],[Ventilation]]*CSU_data_summary[[#This Row],[Area]]","v":1717670.9126919026},{"$f":"CSU_data_summary[[#This Row],[Water Heating]]*CSU_data_summary[[#This Row],[Area]]","v":2223780.9813266192},{"$f":"CSU_data_summary[[#This Row],[Lighting]]*CSU_data_summary[[#This Row],[Area]]","v":4023282.2244275319},{"$f":"CSU_data_summary[[#This Row],[Equipment]]*CSU_data_summary[[#This Row],[Area]]","v":4614154.4590436704}]
[null,"10% Better Than Title 24-San Jose-Residence Hall","10% Better Than Title 24","San Jose","Residence Hall",244996,3.7247788905118608,3.1772600762315149,2.5598836238632798,13.179634900523281,6.0903435256284189,13.782122728721347,42.514023745479705,10415765.761547545,{"$f":"CSU_data_summary[[#This Row],[Heating]]*CSU_data_summary[[#This Row],[Area]]","v":912555.92905984388},{"$f":"CSU_data_summary[[#This Row],[Cooling]]*CSU_data_summary[[#This Row],[Area]]","v":778416.00963641622},{"$f":"CSU_data_summary[[#This Row],[Ventilation]]*CSU_data_summary[[#This Row],[Area]]","v":627161.2483120081},{"$f":"CSU_data_summary[[#This Row],[Water Heating]]*CSU_data_summary[[#This Row],[Area]]","v":3228957.8320886018},{"$f":"CSU_data_summary[[#This Row],[Lighting]]*CSU_data_summary[[#This Row],[Area]]","v":1492109.80240486},{"$f":"CSU_data_summary[[#This Row],[Equipment]]*CSU_data_summary[[#This Row],[Area]]","v":3376564.9400458154}]
[null,"10% Better Than Title 24-San Jose-Science","10% Better Than Title 24","San Jose","Science",425686,7.4273789575236009,6.1865862760328927,5.1551473252602946,13.686888617914805,13.479239088240485,107.75220154480648,153.68744180977856,65422592.3542374,{"$f":"CSU_data_summary[[#This Row],[Heating]]*CSU_data_summary[[#This Row],[Area]]","v":3161731.2389123915},{"$f":"CSU_data_summary[[#This Row],[Cooling]]*CSU_data_summary[[#This Row],[Area]]","v":2633543.1654993379},{"$f":"CSU_data_summary[[#This Row],[Ventilation]]*CSU_data_summary[[#This Row],[Area]]","v":2194474.0443007536},{"$f":"CSU_data_summary[[#This Row],[Water Heating]]*CSU_data_summary[[#This Row],[Area]]","v":5826316.8682056814},{"$f":"CSU_data_summary[[#This Row],[Lighting]]*CSU_data_summary[[#This Row],[Area]]","v":5737923.3705167389},{"$f":"CSU_data_summary[[#This Row],[Equipment]]*CSU_data_summary[[#This Row],[Area]]","v":45868603.666802496}]
[null,"10% Better Than Title 24-San Jose-Social Science","10% Better Than Title 24","San Jose","Social Science",130636,10.548085173758265,4.1335670753983118,3.4407024397849906,4.4545020768890318,8.0591205586854979,9.2427090588009531,39.878686383317053,5209592.0743710063,{"$f":"CSU_data_summary[[#This Row],[Heating]]*CSU_data_summary[[#This Row],[Area]]","v":1377959.6547590848},{"$f":"CSU_data_summary[[#This Row],[Cooling]]*CSU_data_summary[[#This Row],[Area]]","v":539992.66846173385},{"$f":"CSU_data_summary[[#This Row],[Ventilation]]*CSU_data_summary[[#This Row],[Area]]","v":449479.60392375203},{"$f":"CSU_data_summary[[#This Row],[Water Heating]]*CSU_data_summary[[#This Row],[Area]]","v":581918.3333164755},{"$f":"CSU_data_summary[[#This Row],[Lighting]]*CSU_data_summary[[#This Row],[Area]]","v":1052811.2733044387},{"$f":"CSU_data_summary[[#This Row],[Equipment]]*CSU_data_summary[[#This Row],[Area]]","v":1207430.5406055213}]
[null,"10% Better Than Title 24-San Jose-Student Services","10% Better Than Title 24","San Jose","Student Services",106816,7.4023489747423419,4.9367535692055737,4.0239968889134579,1.4028753469815332,8.1622275539096005,14.193709003117352,40.121911336869857,4285662.0813590903,{"$f":"CSU_data_summary[[#This Row],[Heating]]*CSU_data_summary[[#This Row],[Area]]","v":790689.30808607803},{"$f":"CSU_data_summary[[#This Row],[Cooling]]*CSU_data_summary[[#This Row],[Area]]","v":527324.26924826251},{"$f":"CSU_data_summary[[#This Row],[Ventilation]]*CSU_data_summary[[#This Row],[Area]]","v":429827.25168617989},{"$f":"CSU_data_summary[[#This Row],[Water Heating]]*CSU_data_summary[[#This Row],[Area]]","v":149849.53306317943},{"$f":"CSU_data_summary[[#This Row],[Lighting]]*CSU_data_summary[[#This Row],[Area]]","v":871856.49839840794},{"$f":"CSU_data_summary[[#This Row],[Equipment]]*CSU_data_summary[[#This Row],[Area]]","v":1516115.2208769831}]
[null,"10% Better Than Title 24-San Jose-University Union","10% Better Than Title 24","San Jose","University Union",227552,12.022862575699904,4.7831460950967681,3.7957188742485179,4.9813068361552224,8.9437726794397765,9.1932332814251456,43.720040342065332,9948582.6199176498,{"$f":"CSU_data_summary[[#This Row],[Heating]]*CSU_data_summary[[#This Row],[Area]]","v":2735826.4248256646},{"$f":"CSU_data_summary[[#This Row],[Cooling]]*CSU_data_summary[[#This Row],[Area]]","v":1088414.4602314597},{"$f":"CSU_data_summary[[#This Row],[Ventilation]]*CSU_data_summary[[#This Row],[Area]]","v":863723.42127299879},{"$f":"CSU_data_summary[[#This Row],[Water Heating]]*CSU_data_summary[[#This Row],[Area]]","v":1133506.3331807931},{"$f":"CSU_data_summary[[#This Row],[Lighting]]*CSU_data_summary[[#This Row],[Area]]","v":2035173.3607518801},{"$f":"CSU_data_summary[[#This Row],[Equipment]]*CSU_data_summary[[#This Row],[Area]]","v":2091938.6196548548}]
[null,"10% Better Than Title 24-San Luis Obispo-Administration","10% Better Than Title 24","San Luis Obispo","Administration",152728,9.469979922961004,2.0853770103223255,3.9637024913675631,1.452818683756234,8.2944584143871349,14.380787260702776,39.647123783497037,6055225.9212059351,{"$f":"CSU_data_summary[[#This Row],[Heating]]*CSU_data_summary[[#This Row],[Area]]","v":1446331.0936739882},{"$f":"CSU_data_summary[[#This Row],[Cooling]]*CSU_data_summary[[#This Row],[Area]]","v":318495.46003250813},{"$f":"CSU_data_summary[[#This Row],[Ventilation]]*CSU_data_summary[[#This Row],[Area]]","v":605368.35410158522},{"$f":"CSU_data_summary[[#This Row],[Water Heating]]*CSU_data_summary[[#This Row],[Area]]","v":221886.09193272211},{"$f":"CSU_data_summary[[#This Row],[Lighting]]*CSU_data_summary[[#This Row],[Area]]","v":1266796.0447125183},{"$f":"CSU_data_summary[[#This Row],[Equipment]]*CSU_data_summary[[#This Row],[Area]]","v":2196348.8767526136}]
[null,"10% Better Than Title 24-San Luis Obispo-Apartments","10% Better Than Title 24","San Luis Obispo","Apartments",1064946,3.8814424055261605,0.90284498000406666,2.22444681154388,13.170523082477962,6.0617315968233392,14.12659131631205,40.367580192687456,42989293.055881739,{"$f":"CSU_data_summary[[#This Row],[Heating]]*CSU_data_summary[[#This Row],[Area]]","v":4133526.5639954624},{"$f":"CSU_data_summary[[#This Row],[Cooling]]*CSU_data_summary[[#This Row],[Area]]","v":961481.15007541073},{"$f":"CSU_data_summary[[#This Row],[Ventilation]]*CSU_data_summary[[#This Row],[Area]]","v":2368915.7341664089},{"$f":"CSU_data_summary[[#This Row],[Water Heating]]*CSU_data_summary[[#This Row],[Area]]","v":14025895.874592574},{"$f":"CSU_data_summary[[#This Row],[Lighting]]*CSU_data_summary[[#This Row],[Area]]","v":6455416.8171106279},{"$f":"CSU_data_summary[[#This Row],[Equipment]]*CSU_data_summary[[#This Row],[Area]]","v":15044056.915941251}]
[null,"10% Better Than Title 24-San Luis Obispo-Classroom","10% Better Than Title 24","San Luis Obispo","Classroom",266216,13.918461971433784,1.6506746369758407,3.6971383315645951,5.0318156208694802,8.8360504165566507,9.1597937140173791,42.293934691417732,11259322.117810464,{"$f":"CSU_data_summary[[#This Row],[Heating]]*CSU_data_summary[[#This Row],[Area]]","v":3705317.2721872162},{"$f":"CSU_data_summary[[#This Row],[Cooling]]*CSU_data_summary[[#This Row],[Area]]","v":439435.9991571604},{"$f":"CSU_data_summary[[#This Row],[Ventilation]]*CSU_data_summary[[#This Row],[Area]]","v":984237.37807580025},{"$f":"CSU_data_summary[[#This Row],[Water Heating]]*CSU_data_summary[[#This Row],[Area]]","v":1339549.8273253895},{"$f":"CSU_data_summary[[#This Row],[Lighting]]*CSU_data_summary[[#This Row],[Area]]","v":2352297.9976940453},{"$f":"CSU_data_summary[[#This Row],[Equipment]]*CSU_data_summary[[#This Row],[Area]]","v":2438483.6433708505}]
[null,"10% Better Than Title 24-San Luis Obispo-Engineering","10% Better Than Title 24","San Luis Obispo","Engineering",518574,13.918461971433782,1.6506746369758405,3.6971383315645947,5.0318156208694784,8.8360504165566507,9.1597937140173791,42.293934691417732,21932534.888667259,{"$f":"CSU_data_summary[[#This Row],[Heating]]*CSU_data_summary[[#This Row],[Area]]","v":7217752.4983743019},{"$f":"CSU_data_summary[[#This Row],[Cooling]]*CSU_data_summary[[#This Row],[Area]]","v":855996.94919510954},{"$f":"CSU_data_summary[[#This Row],[Ventilation]]*CSU_data_summary[[#This Row],[Area]]","v":1917239.8131527782},{"$f":"CSU_data_summary[[#This Row],[Water Heating]]*CSU_data_summary[[#This Row],[Area]]","v":2609368.7537767687},{"$f":"CSU_data_summary[[#This Row],[Lighting]]*CSU_data_summary[[#This Row],[Area]]","v":4582146.0087154489},{"$f":"CSU_data_summary[[#This Row],[Equipment]]*CSU_data_summary[[#This Row],[Area]]","v":4750030.8654528484}]
[null,"10% Better Than Title 24-San Luis Obispo-Food Service","10% Better Than Title 24","San Luis Obispo","Food Service",94200,4.5862705795543581,3.0378840391401383,5.4591533686854223,26.601701867720369,14.826803084352504,186.76490860644219,241.27672154589499,22728267.169623308,{"$f":"CSU_data_summary[[#This Row],[Heating]]*CSU_data_summary[[#This Row],[Area]]","v":432026.68859402055},{"$f":"CSU_data_summary[[#This Row],[Cooling]]*CSU_data_summary[[#This Row],[Area]]","v":286168.67648700101},{"$f":"CSU_data_summary[[#This Row],[Ventilation]]*CSU_data_summary[[#This Row],[Area]]","v":514252.24733016681},{"$f":"CSU_data_summary[[#This Row],[Water Heating]]*CSU_data_summary[[#This Row],[Area]]","v":2505880.3159392588},{"$f":"CSU_data_summary[[#This Row],[Lighting]]*CSU_data_summary[[#This Row],[Area]]","v":1396684.8505460059},{"$f":"CSU_data_summary[[#This Row],[Equipment]]*CSU_data_summary[[#This Row],[Area]]","v":17593254.390726853}]
[null,"10% Better Than Title 24-San Luis Obispo-Library","10% Better Than Title 24","San Luis Obispo","Library",208433,13.918461971433784,1.6506746369758407,3.6971383315645951,5.0318156208694802,8.8360504165566507,9.1597937140173791,42.293934691417732,8815451.6895362716,{"$f":"CSU_data_summary[[#This Row],[Heating]]*CSU_data_summary[[#This Row],[Area]]","v":2901066.7840918577},{"$f":"CSU_data_summary[[#This Row],[Cooling]]*CSU_data_summary[[#This Row],[Area]]","v":344055.06660878542},{"$f":"CSU_data_summary[[#This Row],[Ventilation]]*CSU_data_summary[[#This Row],[Area]]","v":770605.63386300323},{"$f":"CSU_data_summary[[#This Row],[Water Heating]]*CSU_data_summary[[#This Row],[Area]]","v":1048796.4253046883},{"$f":"CSU_data_summary[[#This Row],[Lighting]]*CSU_data_summary[[#This Row],[Area]]","v":1841724.4964741524},{"$f":"CSU_data_summary[[#This Row],[Equipment]]*CSU_data_summary[[#This Row],[Area]]","v":1909203.2831937843}]
[null,"10% Better Than Title 24-San Luis Obispo-Performing Arts","10% Better Than Title 24","San Luis Obispo","Performing Arts",101030,13.918461971433782,1.6506746369758405,3.6971383315645947,5.0318156208694784,8.8360504165566507,9.1597937140173791,42.293934691417732,4272956.2218739334,{"$f":"CSU_data_summary[[#This Row],[Heating]]*CSU_data_summary[[#This Row],[Area]]","v":1406182.2129739551},{"$f":"CSU_data_summary[[#This Row],[Cooling]]*CSU_data_summary[[#This Row],[Area]]","v":166767.65857366918},{"$f":"CSU_data_summary[[#This Row],[Ventilation]]*CSU_data_summary[[#This Row],[Area]]","v":373521.88563797099},{"$f":"CSU_data_summary[[#This Row],[Water Heating]]*CSU_data_summary[[#This Row],[Area]]","v":508364.33217644342},{"$f":"CSU_data_summary[[#This Row],[Lighting]]*CSU_data_summary[[#This Row],[Area]]","v":892706.17358471837},{"$f":"CSU_data_summary[[#This Row],[Equipment]]*CSU_data_summary[[#This Row],[Area]]","v":925413.95892717585}]
[null,"10% Better Than Title 24-San Luis Obispo-Residence Hall","10% Better Than Title 24","San Luis Obispo","Residence Hall",521680,3.8814424055261547,0.90284498000406543,2.2244468115438774,13.170523082477944,6.061731596823333,14.126591316312046,40.36758019268742,21058959.234921172,{"$f":"CSU_data_summary[[#This Row],[Heating]]*CSU_data_summary[[#This Row],[Area]]","v":2024870.8741148843},{"$f":"CSU_data_summary[[#This Row],[Cooling]]*CSU_data_summary[[#This Row],[Area]]","v":470996.16916852084},{"$f":"CSU_data_summary[[#This Row],[Ventilation]]*CSU_data_summary[[#This Row],[Area]]","v":1160449.4126462101},{"$f":"CSU_data_summary[[#This Row],[Water Heating]]*CSU_data_summary[[#This Row],[Area]]","v":6870798.4816670939},{"$f":"CSU_data_summary[[#This Row],[Lighting]]*CSU_data_summary[[#This Row],[Area]]","v":3162284.1394307963},{"$f":"CSU_data_summary[[#This Row],[Equipment]]*CSU_data_summary[[#This Row],[Area]]","v":7369560.1578936679}]
[null,"10% Better Than Title 24-San Luis Obispo-Science","10% Better Than Title 24","San Luis Obispo","Science",379831,10.056636252354847,2.5350533455433575,5.6840672300470105,15.864625557761437,15.112887296466361,111.32345583493306,160.57672551710607,60992018.229887918,{"$f":"CSU_data_summary[[#This Row],[Heating]]*CSU_data_summary[[#This Row],[Area]]","v":3819822.2043681941},{"$f":"CSU_data_summary[[#This Row],[Cooling]]*CSU_data_summary[[#This Row],[Area]]","v":962891.847291079},{"$f":"CSU_data_summary[[#This Row],[Ventilation]]*CSU_data_summary[[#This Row],[Area]]","v":2158984.9400559859},{"$f":"CSU_data_summary[[#This Row],[Water Heating]]*CSU_data_summary[[#This Row],[Area]]","v":6025876.590230084},{"$f":"CSU_data_summary[[#This Row],[Lighting]]*CSU_data_summary[[#This Row],[Area]]","v":5740343.0947041148},{"$f":"CSU_data_summary[[#This Row],[Equipment]]*CSU_data_summary[[#This Row],[Area]]","v":42284099.553238459}]
[null,"10% Better Than Title 24-San Luis Obispo-University Union","10% Better Than Title 24","San Luis Obispo","University Union",115276,14.432174230949284,1.7436474770484292,3.6689873160741913,5.2054445342239637,9.1926753584328118,9.1851715590028675,43.428100475731547,5006217.7104404299,{"$f":"CSU_data_summary[[#This Row],[Heating]]*CSU_data_summary[[#This Row],[Area]]","v":1663683.3166469098},{"$f":"CSU_data_summary[[#This Row],[Cooling]]*CSU_data_summary[[#This Row],[Area]]","v":201000.70656423472},{"$f":"CSU_data_summary[[#This Row],[Ventilation]]*CSU_data_summary[[#This Row],[Area]]","v":422946.18184776849},{"$f":"CSU_data_summary[[#This Row],[Water Heating]]*CSU_data_summary[[#This Row],[Area]]","v":600062.82412720169},{"$f":"CSU_data_summary[[#This Row],[Lighting]]*CSU_data_summary[[#This Row],[Area]]","v":1059694.8446187009},{"$f":"CSU_data_summary[[#This Row],[Equipment]]*CSU_data_summary[[#This Row],[Area]]","v":1058829.8366356145}]
[null,"10% Better Than Title 24-San Marcos-Administration","10% Better Than Title 24","San Marcos","Administration",172999,5.115333257696105,8.3267933925482591,4.4569303068243684,1.3915867394491939,8.3242083255318882,13.782487778777,41.397339800826813,7161698.3882032381,{"$f":"CSU_data_summary[[#This Row],[Heating]]*CSU_data_summary[[#This Row],[Area]]","v":884947.53824816842},{"$f":"CSU_data_summary[[#This Row],[Cooling]]*CSU_data_summary[[#This Row],[Area]]","v":1440526.9301174562},{"$f":"CSU_data_summary[[#This Row],[Ventilation]]*CSU_data_summary[[#This Row],[Area]]","v":771044.48615030886},{"$f":"CSU_data_summary[[#This Row],[Water Heating]]*CSU_data_summary[[#This Row],[Area]]","v":240743.11433797108},{"$f":"CSU_data_summary[[#This Row],[Lighting]]*CSU_data_summary[[#This Row],[Area]]","v":1440079.7161086912},{"$f":"CSU_data_summary[[#This Row],[Equipment]]*CSU_data_summary[[#This Row],[Area]]","v":2384356.6032406422}]
[null,"10% Better Than Title 24-San Marcos-Apartments","10% Better Than Title 24","San Marcos","Apartments",189000,2.1035312890345481,5.7099485732241506,3.1716908076100907,13.019036021230114,6.5301559539384559,13.305823943096652,43.840186588134017,8285795.2651573289,{"$f":"CSU_data_summary[[#This Row],[Heating]]*CSU_data_summary[[#This Row],[Area]]","v":397567.41362752958},{"$f":"CSU_data_summary[[#This Row],[Cooling]]*CSU_data_summary[[#This Row],[Area]]","v":1079180.2803393644},{"$f":"CSU_data_summary[[#This Row],[Ventilation]]*CSU_data_summary[[#This Row],[Area]]","v":599449.56263830711},{"$f":"CSU_data_summary[[#This Row],[Water Heating]]*CSU_data_summary[[#This Row],[Area]]","v":2460597.8080124916},{"$f":"CSU_data_summary[[#This Row],[Lighting]]*CSU_data_summary[[#This Row],[Area]]","v":1234199.4752943681},{"$f":"CSU_data_summary[[#This Row],[Equipment]]*CSU_data_summary[[#This Row],[Area]]","v":2514800.7252452672}]
[null,"10% Better Than Title 24-San Marcos-Business Administration","10% Better Than Title 24","San Marcos","Business Administration",80200,3.0306602269981773,6.4280805585251448,2.3321807698764836,1.2094758341854617,8.0401093700460766,10.406601023696407,31.447107783327748,2522058.0442228853,{"$f":"CSU_data_summary[[#This Row],[Heating]]*CSU_data_summary[[#This Row],[Area]]","v":243058.95020525382},{"$f":"CSU_data_summary[[#This Row],[Cooling]]*CSU_data_summary[[#This Row],[Area]]","v":515532.06079371664},{"$f":"CSU_data_summary[[#This Row],[Ventilation]]*CSU_data_summary[[#This Row],[Area]]","v":187040.89774409399},{"$f":"CSU_data_summary[[#This Row],[Water Heating]]*CSU_data_summary[[#This Row],[Area]]","v":96999.961901674033},{"$f":"CSU_data_summary[[#This Row],[Lighting]]*CSU_data_summary[[#This Row],[Area]]","v":644816.77147769532},{"$f":"CSU_data_summary[[#This Row],[Equipment]]*CSU_data_summary[[#This Row],[Area]]","v":834609.40210045187}]
[null,"10% Better Than Title 24-San Marcos-Classroom","10% Better Than Title 24","San Marcos","Classroom",133706,6.1532108729267332,6.7214749459276506,3.1274448015618455,3.6739525420918557,7.0268523903135254,8.9563548751605939,35.659290427982206,4767861.0859637884,{"$f":"CSU_data_summary[[#This Row],[Heating]]*CSU_data_summary[[#This Row],[Area]]","v":822721.21297554183},{"$f":"CSU_data_summary[[#This Row],[Cooling]]*CSU_data_summary[[#This Row],[Area]]","v":898701.52912020241},{"$f":"CSU_data_summary[[#This Row],[Ventilation]]*CSU_data_summary[[#This Row],[Area]]","v":418158.1346376281},{"$f":"CSU_data_summary[[#This Row],[Water Heating]]*CSU_data_summary[[#This Row],[Area]]","v":491229.49859293364},{"$f":"CSU_data_summary[[#This Row],[Lighting]]*CSU_data_summary[[#This Row],[Area]]","v":939532.32569926023},{"$f":"CSU_data_summary[[#This Row],[Equipment]]*CSU_data_summary[[#This Row],[Area]]","v":1197518.3849382224}]
[null,"10% Better Than Title 24-San Marcos-Food Sales-Vendor","10% Better Than Title 24","San Marcos","Food Sales-Vendor",26705,2.4472868919906845,6.0443088849926481,3.5935715141336759,3.0950249555193383,12.985622649834687,73.444473970838374,101.61028886730941,2713502.7642014977,{"$f":"CSU_data_summary[[#This Row],[Heating]]*CSU_data_summary[[#This Row],[Area]]","v":65354.796450611233},{"$f":"CSU_data_summary[[#This Row],[Cooling]]*CSU_data_summary[[#This Row],[Area]]","v":161413.26877372866},{"$f":"CSU_data_summary[[#This Row],[Ventilation]]*CSU_data_summary[[#This Row],[Area]]","v":95966.32728493982},{"$f":"CSU_data_summary[[#This Row],[Water Heating]]*CSU_data_summary[[#This Row],[Area]]","v":82652.641437143931},{"$f":"CSU_data_summary[[#This Row],[Lighting]]*CSU_data_summary[[#This Row],[Area]]","v":346781.0528638353},{"$f":"CSU_data_summary[[#This Row],[Equipment]]*CSU_data_summary[[#This Row],[Area]]","v":1961334.6773912387}]
[null,"10% Better Than Title 24-San Marcos-Library","10% Better Than Title 24","San Marcos","Library",200530,6.1532108729267332,6.7214749459276506,3.1274448015618455,3.6739525420918557,7.0268523903135254,8.9563548751605939,35.659290427982206,7150757.5095232716,{"$f":"CSU_data_summary[[#This Row],[Heating]]*CSU_data_summary[[#This Row],[Area]]","v":1233903.3763479977},{"$f":"CSU_data_summary[[#This Row],[Cooling]]*CSU_data_summary[[#This Row],[Area]]","v":1347857.3709068717},{"$f":"CSU_data_summary[[#This Row],[Ventilation]]*CSU_data_summary[[#This Row],[Area]]","v":627146.50605719688},{"$f":"CSU_data_summary[[#This Row],[Water Heating]]*CSU_data_summary[[#This Row],[Area]]","v":736737.70326567988},{"$f":"CSU_data_summary[[#This Row],[Lighting]]*CSU_data_summary[[#This Row],[Area]]","v":1409094.7098295712},{"$f":"CSU_data_summary[[#This Row],[Equipment]]*CSU_data_summary[[#This Row],[Area]]","v":1796017.843115954}]
[null,"10% Better Than Title 24-San Marcos-Recreation Center","10% Better Than Title 24","San Marcos","Recreation Center",26000,7.6955926910258992,8.4062994971260476,3.9113792544279762,4.5948762221844888,8.7882237440846662,8.9563548751605921,42.35272628400967,1101170.8833842515,{"$f":"CSU_data_summary[[#This Row],[Heating]]*CSU_data_summary[[#This Row],[Area]]","v":200085.40996667338},{"$f":"CSU_data_summary[[#This Row],[Cooling]]*CSU_data_summary[[#This Row],[Area]]","v":218563.78692527724},{"$f":"CSU_data_summary[[#This Row],[Ventilation]]*CSU_data_summary[[#This Row],[Area]]","v":101695.86061512739},{"$f":"CSU_data_summary[[#This Row],[Water Heating]]*CSU_data_summary[[#This Row],[Area]]","v":119466.78177679671},{"$f":"CSU_data_summary[[#This Row],[Lighting]]*CSU_data_summary[[#This Row],[Area]]","v":228493.81734620131},{"$f":"CSU_data_summary[[#This Row],[Equipment]]*CSU_data_summary[[#This Row],[Area]]","v":232865.22675417538}]
[null,"10% Better Than Title 24-San Marcos-Science","10% Better Than Title 24","San Marcos","Science",108789,4.0249849912154279,9.3452555145740863,4.3529545294064542,10.486718757903638,11.025124169211219,102.53557636502458,141.77061432733541,15423083.362056492,{"$f":"CSU_data_summary[[#This Row],[Heating]]*CSU_data_summary[[#This Row],[Area]]","v":437874.09220933518},{"$f":"CSU_data_summary[[#This Row],[Cooling]]*CSU_data_summary[[#This Row],[Area]]","v":1016661.0021750003},{"$f":"CSU_data_summary[[#This Row],[Ventilation]]*CSU_data_summary[[#This Row],[Area]]","v":473553.57029959874},{"$f":"CSU_data_summary[[#This Row],[Water Heating]]*CSU_data_summary[[#This Row],[Area]]","v":1140839.6469535788},{"$f":"CSU_data_summary[[#This Row],[Lighting]]*CSU_data_summary[[#This Row],[Area]]","v":1199412.2332443192},{"$f":"CSU_data_summary[[#This Row],[Equipment]]*CSU_data_summary[[#This Row],[Area]]","v":11154742.81717466}]
[null,"10% Better Than Title 24-San Marcos-Social Science","10% Better Than Title 24","San Marcos","Social Science",106509,6.1532108729267305,6.7214749459276479,3.1274448015618441,3.673952542091854,7.0268523903135236,8.9563548751605921,35.659290427982192,3798035.3641939554,{"$f":"CSU_data_summary[[#This Row],[Heating]]*CSU_data_summary[[#This Row],[Area]]","v":655372.33686455316},{"$f":"CSU_data_summary[[#This Row],[Cooling]]*CSU_data_summary[[#This Row],[Area]]","v":715897.57501580787},{"$f":"CSU_data_summary[[#This Row],[Ventilation]]*CSU_data_summary[[#This Row],[Area]]","v":333101.01836955047},{"$f":"CSU_data_summary[[#This Row],[Water Heating]]*CSU_data_summary[[#This Row],[Area]]","v":391309.01130566129},{"$f":"CSU_data_summary[[#This Row],[Lighting]]*CSU_data_summary[[#This Row],[Area]]","v":748423.02123990306},{"$f":"CSU_data_summary[[#This Row],[Equipment]]*CSU_data_summary[[#This Row],[Area]]","v":953932.40139847947}]
[null,"10% Better Than Title 24-San Marcos-University Union","10% Better Than Title 24","San Marcos","University Union",89500,7.7190539095492019,8.5121254111996532,4.2751725362376547,4.8519941952006551,9.1389333347468735,9.0519521711121271,43.549231558046166,3897656.2244451321,{"$f":"CSU_data_summary[[#This Row],[Heating]]*CSU_data_summary[[#This Row],[Area]]","v":690855.32490465359},{"$f":"CSU_data_summary[[#This Row],[Cooling]]*CSU_data_summary[[#This Row],[Area]]","v":761835.22430236894},{"$f":"CSU_data_summary[[#This Row],[Ventilation]]*CSU_data_summary[[#This Row],[Area]]","v":382627.94199327007},{"$f":"CSU_data_summary[[#This Row],[Water Heating]]*CSU_data_summary[[#This Row],[Area]]","v":434253.48047045863},{"$f":"CSU_data_summary[[#This Row],[Lighting]]*CSU_data_summary[[#This Row],[Area]]","v":817934.53345984523},{"$f":"CSU_data_summary[[#This Row],[Equipment]]*CSU_data_summary[[#This Row],[Area]]","v":810149.71931453538}]
[null,"10% Better Than Title 24-Sonoma-Administration","10% Better Than Title 24","Sonoma","Administration",116186,10.570002621136451,4.2895560008847902,3.9665485783469041,1.4199297180369599,8.1796589056997728,14.470682063760259,42.896377887865135,4983958.561279499,{"$f":"CSU_data_summary[[#This Row],[Heating]]*CSU_data_summary[[#This Row],[Area]]","v":1228086.3245393597},{"$f":"CSU_data_summary[[#This Row],[Cooling]]*CSU_data_summary[[#This Row],[Area]]","v":498386.35351880023},{"$f":"CSU_data_summary[[#This Row],[Ventilation]]*CSU_data_summary[[#This Row],[Area]]","v":460857.4131238134},{"$f":"CSU_data_summary[[#This Row],[Water Heating]]*CSU_data_summary[[#This Row],[Area]]","v":164975.95421984221},{"$f":"CSU_data_summary[[#This Row],[Lighting]]*CSU_data_summary[[#This Row],[Area]]","v":950361.84961763385},{"$f":"CSU_data_summary[[#This Row],[Equipment]]*CSU_data_summary[[#This Row],[Area]]","v":1681290.6662600494}]
[null,"10% Better Than Title 24-Sonoma-Classroom","10% Better Than Title 24","Sonoma","Classroom",203900,15.167981911975019,3.9707623979426647,3.5304528510199402,4.6481399352781336,8.2791390057059129,9.3160682249702695,44.912544326891947,9157667.7882532682,{"$f":"CSU_data_summary[[#This Row],[Heating]]*CSU_data_summary[[#This Row],[Area]]","v":3092751.5118517065},{"$f":"CSU_data_summary[[#This Row],[Cooling]]*CSU_data_summary[[#This Row],[Area]]","v":809638.45294050931},{"$f":"CSU_data_summary[[#This Row],[Ventilation]]*CSU_data_summary[[#This Row],[Area]]","v":719859.3363229658},{"$f":"CSU_data_summary[[#This Row],[Water Heating]]*CSU_data_summary[[#This Row],[Area]]","v":947755.73280321143},{"$f":"CSU_data_summary[[#This Row],[Lighting]]*CSU_data_summary[[#This Row],[Area]]","v":1688116.4432634357},{"$f":"CSU_data_summary[[#This Row],[Equipment]]*CSU_data_summary[[#This Row],[Area]]","v":1899546.311071438}]
[null,"10% Better Than Title 24-Sonoma-Food Sales-Vendor","10% Better Than Title 24","Sonoma","Food Sales-Vendor",28560,7.0581823746443755,4.1777067805850381,4.7462328736181822,4.5813323210081451,17.443680457804003,79.683077700689196,117.69021250834894,3361232.4692384456,{"$f":"CSU_data_summary[[#This Row],[Heating]]*CSU_data_summary[[#This Row],[Area]]","v":201581.68861984336},{"$f":"CSU_data_summary[[#This Row],[Cooling]]*CSU_data_summary[[#This Row],[Area]]","v":119315.30565350869},{"$f":"CSU_data_summary[[#This Row],[Ventilation]]*CSU_data_summary[[#This Row],[Area]]","v":135552.4108705353},{"$f":"CSU_data_summary[[#This Row],[Water Heating]]*CSU_data_summary[[#This Row],[Area]]","v":130842.85108799262},{"$f":"CSU_data_summary[[#This Row],[Lighting]]*CSU_data_summary[[#This Row],[Area]]","v":498191.51387488231},{"$f":"CSU_data_summary[[#This Row],[Equipment]]*CSU_data_summary[[#This Row],[Area]]","v":2275748.6991316834}]
[null,"10% Better Than Title 24-Sonoma-Library","10% Better Than Title 24","Sonoma","Library",215500,15.167981911975019,3.9707623979426647,3.5304528510199402,4.6481399352781336,8.2791390057059129,9.3160682249702695,44.912544326891947,9678653.3024452142,{"$f":"CSU_data_summary[[#This Row],[Heating]]*CSU_data_summary[[#This Row],[Area]]","v":3268700.1020306167},{"$f":"CSU_data_summary[[#This Row],[Cooling]]*CSU_data_summary[[#This Row],[Area]]","v":855699.29675664427},{"$f":"CSU_data_summary[[#This Row],[Ventilation]]*CSU_data_summary[[#This Row],[Area]]","v":760812.58939479711},{"$f":"CSU_data_summary[[#This Row],[Water Heating]]*CSU_data_summary[[#This Row],[Area]]","v":1001674.1560524378},{"$f":"CSU_data_summary[[#This Row],[Lighting]]*CSU_data_summary[[#This Row],[Area]]","v":1784154.4557296243},{"$f":"CSU_data_summary[[#This Row],[Equipment]]*CSU_data_summary[[#This Row],[Area]]","v":2007612.7024810931}]
[null,"10% Better Than Title 24-Sonoma-Music","10% Better Than Title 24","Sonoma","Music",136154,15.167981911975019,3.9707623979426647,3.5304528510199402,4.6481399352781336,8.2791390057059129,9.3160682249702695,44.912544326891947,6115022.560283646,{"$f":"CSU_data_summary[[#This Row],[Heating]]*CSU_data_summary[[#This Row],[Area]]","v":2065181.4092430468},{"$f":"CSU_data_summary[[#This Row],[Cooling]]*CSU_data_summary[[#This Row],[Area]]","v":540635.1835294856},{"$f":"CSU_data_summary[[#This Row],[Ventilation]]*CSU_data_summary[[#This Row],[Area]]","v":480685.27747776895},{"$f":"CSU_data_summary[[#This Row],[Water Heating]]*CSU_data_summary[[#This Row],[Area]]","v":632862.84474785905},{"$f":"CSU_data_summary[[#This Row],[Lighting]]*CSU_data_summary[[#This Row],[Area]]","v":1127237.8921828829},{"$f":"CSU_data_summary[[#This Row],[Equipment]]*CSU_data_summary[[#This Row],[Area]]","v":1268419.9531026022}]
[null,"10% Better Than Title 24-Sonoma-Recreation Center","10% Better Than Title 24","Sonoma","Recreation Center",53442,16.846639937727868,4.4102112452808635,3.9211721337366332,5.162554934745982,9.1954008537820524,9.3160682249702695,48.852047330243664,2610751.1134228818,{"$f":"CSU_data_summary[[#This Row],[Heating]]*CSU_data_summary[[#This Row],[Area]]","v":900318.13155205268},{"$f":"CSU_data_summary[[#This Row],[Cooling]]*CSU_data_summary[[#This Row],[Area]]","v":235690.5093702999},{"$f":"CSU_data_summary[[#This Row],[Ventilation]]*CSU_data_summary[[#This Row],[Area]]","v":209555.28117115315},{"$f":"CSU_data_summary[[#This Row],[Water Heating]]*CSU_data_summary[[#This Row],[Area]]","v":275897.26082269475},{"$f":"CSU_data_summary[[#This Row],[Lighting]]*CSU_data_summary[[#This Row],[Area]]","v":491420.61242782045},{"$f":"CSU_data_summary[[#This Row],[Equipment]]*CSU_data_summary[[#This Row],[Area]]","v":497869.31807886116}]
[null,"10% Better Than Title 24-Sonoma-Residence Hall","10% Better Than Title 24","Sonoma","Residence Hall",904585,6.4609649204430326,2.9113226809659114,2.7729326739895068,14.345827614119786,6.6354582376363789,14.101677938453612,47.228184065608225,42721906.882988214,{"$f":"CSU_data_summary[[#This Row],[Heating]]*CSU_data_summary[[#This Row],[Area]]","v":5844491.9525589608},{"$f":"CSU_data_summary[[#This Row],[Cooling]]*CSU_data_summary[[#This Row],[Area]]","v":2633538.8273615488},{"$f":"CSU_data_summary[[#This Row],[Ventilation]]*CSU_data_summary[[#This Row],[Area]]","v":2508353.3029007982},{"$f":"CSU_data_summary[[#This Row],[Water Heating]]*CSU_data_summary[[#This Row],[Area]]","v":12977020.472318547},{"$f":"CSU_data_summary[[#This Row],[Lighting]]*CSU_data_summary[[#This Row],[Area]]","v":6002335.9898923039},{"$f":"CSU_data_summary[[#This Row],[Equipment]]*CSU_data_summary[[#This Row],[Area]]","v":12756166.337956062}]
[null,"10% Better Than Title 24-Sonoma-Science","10% Better Than Title 24","Sonoma","Science",119791,12.7206111109211,7.0781246051659918,6.3000297514761074,17.009947778122466,16.098596961891339,111.14821205363759,170.35552226121459,20407058.367193155,{"$f":"CSU_data_summary[[#This Row],[Heating]]*CSU_data_summary[[#This Row],[Area]]","v":1523814.7255883494},{"$f":"CSU_data_summary[[#This Row],[Cooling]]*CSU_data_summary[[#This Row],[Area]]","v":847895.62457743927},{"$f":"CSU_data_summary[[#This Row],[Ventilation]]*CSU_data_summary[[#This Row],[Area]]","v":754686.86395907437},{"$f":"CSU_data_summary[[#This Row],[Water Heating]]*CSU_data_summary[[#This Row],[Area]]","v":2037638.6542890684},{"$f":"CSU_data_summary[[#This Row],[Lighting]]*CSU_data_summary[[#This Row],[Area]]","v":1928467.0286619253},{"$f":"CSU_data_summary[[#This Row],[Equipment]]*CSU_data_summary[[#This Row],[Area]]","v":13314555.470117301}]
[null,"10% Better Than Title 24-Sonoma-Theater Arts","10% Better Than Title 24","Sonoma","Theater Arts",20655,15.167981911975019,3.9707623979426647,3.5304528510199402,4.6481399352781336,8.2791390057059129,9.3160682249702695,44.912544326891947,927668.60307195317,{"$f":"CSU_data_summary[[#This Row],[Heating]]*CSU_data_summary[[#This Row],[Area]]","v":313294.66639184405},{"$f":"CSU_data_summary[[#This Row],[Cooling]]*CSU_data_summary[[#This Row],[Area]]","v":82016.097329505734},{"$f":"CSU_data_summary[[#This Row],[Ventilation]]*CSU_data_summary[[#This Row],[Area]]","v":72921.503637816859},{"$f":"CSU_data_summary[[#This Row],[Water Heating]]*CSU_data_summary[[#This Row],[Area]]","v":96007.330363169851},{"$f":"CSU_data_summary[[#This Row],[Lighting]]*CSU_data_summary[[#This Row],[Area]]","v":171005.61616285564},{"$f":"CSU_data_summary[[#This Row],[Equipment]]*CSU_data_summary[[#This Row],[Area]]","v":192423.38918676091}]
[null,"10% Better Than Title 24-Sonoma-University Union","10% Better Than Title 24","Sonoma","University Union",130065,17.310467856517519,4.1132622834136328,3.6805661629301958,4.9076290078157747,8.840132201916191,9.2266860509182766,48.078743563511587,6253361.7815881344,{"$f":"CSU_data_summary[[#This Row],[Heating]]*CSU_data_summary[[#This Row],[Area]]","v":2251486.001757951},{"$f":"CSU_data_summary[[#This Row],[Cooling]]*CSU_data_summary[[#This Row],[Area]]","v":534991.45889219409},{"$f":"CSU_data_summary[[#This Row],[Ventilation]]*CSU_data_summary[[#This Row],[Area]]","v":478712.83798151591},{"$f":"CSU_data_summary[[#This Row],[Water Heating]]*CSU_data_summary[[#This Row],[Area]]","v":638310.76690155873},{"$f":"CSU_data_summary[[#This Row],[Lighting]]*CSU_data_summary[[#This Row],[Area]]","v":1149791.7948422295},{"$f":"CSU_data_summary[[#This Row],[Equipment]]*CSU_data_summary[[#This Row],[Area]]","v":1200068.9212126858}]
[null,"10% Better Than Title 24-Stanislaus-Apartments","10% Better Than Title 24","Stanislaus","Apartments",122341,6.0541120019152705,4.878445088189391,3.0204101690969565,13.11439764368092,6.5990020198110901,12.855972640110302,46.522339562803928,5691589.5444529951,{"$f":"CSU_data_summary[[#This Row],[Heating]]*CSU_data_summary[[#This Row],[Area]]","v":740666.11642631609},{"$f":"CSU_data_summary[[#This Row],[Cooling]]*CSU_data_summary[[#This Row],[Area]]","v":596833.85053417832},{"$f":"CSU_data_summary[[#This Row],[Ventilation]]*CSU_data_summary[[#This Row],[Area]]","v":369520.00049749075},{"$f":"CSU_data_summary[[#This Row],[Water Heating]]*CSU_data_summary[[#This Row],[Area]]","v":1604428.5221255675},{"$f":"CSU_data_summary[[#This Row],[Lighting]]*CSU_data_summary[[#This Row],[Area]]","v":807328.50610570854},{"$f":"CSU_data_summary[[#This Row],[Equipment]]*CSU_data_summary[[#This Row],[Area]]","v":1572812.5487637345}]
[null,"10% Better Than Title 24-Stanislaus-Classroom","10% Better Than Title 24","Stanislaus","Classroom",375900,12.296958590303859,5.2577054338168434,3.0471828996139529,3.8144337344019981,7.0064222529969733,8.4914383128989854,39.914141224032619,15003725.686113862,{"$f":"CSU_data_summary[[#This Row],[Heating]]*CSU_data_summary[[#This Row],[Area]]","v":4622426.7340952205},{"$f":"CSU_data_summary[[#This Row],[Cooling]]*CSU_data_summary[[#This Row],[Area]]","v":1976371.4725717513},{"$f":"CSU_data_summary[[#This Row],[Ventilation]]*CSU_data_summary[[#This Row],[Area]]","v":1145436.0519648849},{"$f":"CSU_data_summary[[#This Row],[Water Heating]]*CSU_data_summary[[#This Row],[Area]]","v":1433845.6407617112},{"$f":"CSU_data_summary[[#This Row],[Lighting]]*CSU_data_summary[[#This Row],[Area]]","v":2633714.1249015625},{"$f":"CSU_data_summary[[#This Row],[Equipment]]*CSU_data_summary[[#This Row],[Area]]","v":3191931.6618187288}]
[null,"10% Better Than Title 24-Stanislaus-Food Service","10% Better Than Title 24","Stanislaus","Food Service",33575,6.2798846164758135,14.996554565544894,6.9733850275986384,31.253618374081313,17.294197692314821,167.66165946709665,244.45929974311213,8207720.9888749896,{"$f":"CSU_data_summary[[#This Row],[Heating]]*CSU_data_summary[[#This Row],[Area]]","v":210847.12599817544},{"$f":"CSU_data_summary[[#This Row],[Cooling]]*CSU_data_summary[[#This Row],[Area]]","v":503509.31953816983},{"$f":"CSU_data_summary[[#This Row],[Ventilation]]*CSU_data_summary[[#This Row],[Area]]","v":234131.40230162427},{"$f":"CSU_data_summary[[#This Row],[Water Heating]]*CSU_data_summary[[#This Row],[Area]]","v":1049340.2369097802},{"$f":"CSU_data_summary[[#This Row],[Lighting]]*CSU_data_summary[[#This Row],[Area]]","v":580652.68751947011},{"$f":"CSU_data_summary[[#This Row],[Equipment]]*CSU_data_summary[[#This Row],[Area]]","v":5629240.21660777}]
[null,"10% Better Than Title 24-Stanislaus-Library","10% Better Than Title 24","Stanislaus","Library",123319,12.296958590303859,5.2577054338168434,3.0471828996139529,3.8144337344019981,7.0064222529969733,8.4914383128989854,39.914141224032619,4922171.9816064788,{"$f":"CSU_data_summary[[#This Row],[Heating]]*CSU_data_summary[[#This Row],[Area]]","v":1516448.6363976817},{"$f":"CSU_data_summary[[#This Row],[Cooling]]*CSU_data_summary[[#This Row],[Area]]","v":648374.97639285936},{"$f":"CSU_data_summary[[#This Row],[Ventilation]]*CSU_data_summary[[#This Row],[Area]]","v":375775.54799749306},{"$f":"CSU_data_summary[[#This Row],[Water Heating]]*CSU_data_summary[[#This Row],[Area]]","v":470392.15369271999},{"$f":"CSU_data_summary[[#This Row],[Lighting]]*CSU_data_summary[[#This Row],[Area]]","v":864024.9858173338},{"$f":"CSU_data_summary[[#This Row],[Equipment]]*CSU_data_summary[[#This Row],[Area]]","v":1047155.68130839}]
[null,"10% Better Than Title 24-Stanislaus-Music","10% Better Than Title 24","Stanislaus","Music",22407,12.296958590303859,5.2577054338168434,3.0471828996139529,3.8144337344019981,7.0064222529969733,8.4914383128989854,39.914141224032619,894356.16240689892,{"$f":"CSU_data_summary[[#This Row],[Heating]]*CSU_data_summary[[#This Row],[Area]]","v":275537.95113293856},{"$f":"CSU_data_summary[[#This Row],[Cooling]]*CSU_data_summary[[#This Row],[Area]]","v":117809.40565553401},{"$f":"CSU_data_summary[[#This Row],[Ventilation]]*CSU_data_summary[[#This Row],[Area]]","v":68278.227231649842},{"$f":"CSU_data_summary[[#This Row],[Water Heating]]*CSU_data_summary[[#This Row],[Area]]","v":85470.01668674557},{"$f":"CSU_data_summary[[#This Row],[Lighting]]*CSU_data_summary[[#This Row],[Area]]","v":156992.90342290318},{"$f":"CSU_data_summary[[#This Row],[Equipment]]*CSU_data_summary[[#This Row],[Area]]","v":190267.65827712757}]
[null,"10% Better Than Title 24-Stanislaus-Residence Hall","10% Better Than Title 24","Stanislaus","Residence Hall",70376,6.0541120019152705,4.878445088189391,3.0204101690969565,13.11439764368092,6.5990020198110901,12.855972640110302,46.522339562803928,3274056.1690718895,{"$f":"CSU_data_summary[[#This Row],[Heating]]*CSU_data_summary[[#This Row],[Area]]","v":426064.18624678906},{"$f":"CSU_data_summary[[#This Row],[Cooling]]*CSU_data_summary[[#This Row],[Area]]","v":343325.45152641658},{"$f":"CSU_data_summary[[#This Row],[Ventilation]]*CSU_data_summary[[#This Row],[Area]]","v":212564.3860603674},{"$f":"CSU_data_summary[[#This Row],[Water Heating]]*CSU_data_summary[[#This Row],[Area]]","v":922938.8485716884},{"$f":"CSU_data_summary[[#This Row],[Lighting]]*CSU_data_summary[[#This Row],[Area]]","v":464411.36614622531},{"$f":"CSU_data_summary[[#This Row],[Equipment]]*CSU_data_summary[[#This Row],[Area]]","v":904751.93052040262}]
[null,"10% Better Than Title 24-Stanislaus-Science","10% Better Than Title 24","Stanislaus","Science",166389,10.523375440274441,9.5635192140879237,5.5486571106980209,14.243969703479754,13.856032952278314,100.43180366045122,154.16735808126967,25651752.54378438,{"$f":"CSU_data_summary[[#This Row],[Heating]]*CSU_data_summary[[#This Row],[Area]]","v":1750973.9161318238},{"$f":"CSU_data_summary[[#This Row],[Cooling]]*CSU_data_summary[[#This Row],[Area]]","v":1591264.3985128754},{"$f":"CSU_data_summary[[#This Row],[Ventilation]]*CSU_data_summary[[#This Row],[Area]]","v":923235.50799193303},{"$f":"CSU_data_summary[[#This Row],[Water Heating]]*CSU_data_summary[[#This Row],[Area]]","v":2370039.8749922928},{"$f":"CSU_data_summary[[#This Row],[Lighting]]*CSU_data_summary[[#This Row],[Area]]","v":2305491.4668966364},{"$f":"CSU_data_summary[[#This Row],[Equipment]]*CSU_data_summary[[#This Row],[Area]]","v":16710747.379258819}]
[null,"10% Better Than Title 24-Stanislaus-Student Services","10% Better Than Title 24","Stanislaus","Student Services",131027,8.4275596621455957,6.0435190723756627,3.730148576209309,1.2777366455519317,7.5082899141521207,13.12651657788847,40.113770448323095,5255987.0005324306,{"$f":"CSU_data_summary[[#This Row],[Heating]]*CSU_data_summary[[#This Row],[Area]]","v":1104237.859851951},{"$f":"CSU_data_summary[[#This Row],[Cooling]]*CSU_data_summary[[#This Row],[Area]]","v":791864.17349616589},{"$f":"CSU_data_summary[[#This Row],[Ventilation]]*CSU_data_summary[[#This Row],[Area]]","v":488750.17749497714},{"$f":"CSU_data_summary[[#This Row],[Water Heating]]*CSU_data_summary[[#This Row],[Area]]","v":167417.99945673294},{"$f":"CSU_data_summary[[#This Row],[Lighting]]*CSU_data_summary[[#This Row],[Area]]","v":983788.70258160995},{"$f":"CSU_data_summary[[#This Row],[Equipment]]*CSU_data_summary[[#This Row],[Area]]","v":1719928.0876509927}]
[null,"10% Better Than Title 24-Stanislaus-Theater Arts","10% Better Than Title 24","Stanislaus","Theater Arts",32453,12.296958590303859,5.2577054338168434,3.0471828996139529,3.8144337344019981,7.0064222529969733,8.4914383128989854,39.914141224032619,1295333.6251435305,{"$f":"CSU_data_summary[[#This Row],[Heating]]*CSU_data_summary[[#This Row],[Area]]","v":399073.19713113114},{"$f":"CSU_data_summary[[#This Row],[Cooling]]*CSU_data_summary[[#This Row],[Area]]","v":170628.31444365802},{"$f":"CSU_data_summary[[#This Row],[Ventilation]]*CSU_data_summary[[#This Row],[Area]]","v":98890.226641171612},{"$f":"CSU_data_summary[[#This Row],[Water Heating]]*CSU_data_summary[[#This Row],[Area]]","v":123789.81798254805},{"$f":"CSU_data_summary[[#This Row],[Lighting]]*CSU_data_summary[[#This Row],[Area]]","v":227379.42137651079},{"$f":"CSU_data_summary[[#This Row],[Equipment]]*CSU_data_summary[[#This Row],[Area]]","v":275572.64756851079}]
[null,"10% Better Than Title 24-Stanislaus-University Union","10% Better Than Title 24","Stanislaus","University Union",34377,14.559356807451969,5.9736228171987049,3.5090092570819835,4.2768762496369686,8.0501281762439074,8.4333294960724086,44.802322803685946,1540169.4510223118,{"$f":"CSU_data_summary[[#This Row],[Heating]]*CSU_data_summary[[#This Row],[Area]]","v":500507.00896977633},{"$f":"CSU_data_summary[[#This Row],[Cooling]]*CSU_data_summary[[#This Row],[Area]]","v":205355.23158683989},{"$f":"CSU_data_summary[[#This Row],[Ventilation]]*CSU_data_summary[[#This Row],[Area]]","v":120629.21123070735},{"$f":"CSU_data_summary[[#This Row],[Water Heating]]*CSU_data_summary[[#This Row],[Area]]","v":147026.17483377006},{"$f":"CSU_data_summary[[#This Row],[Lighting]]*CSU_data_summary[[#This Row],[Area]]","v":276739.25631473679},{"$f":"CSU_data_summary[[#This Row],[Equipment]]*CSU_data_summary[[#This Row],[Area]]","v":289912.56808648119}]
[null,"ZNE-Ready-Bakersfield-Administration","ZNE-Ready","Bakersfield","Administration",33221,4.0152226576284793,3.9072804230386429,2.0013636855101113,0.64994181009920227,3.8681424922715699,9.7869088485918834,24.228859917139889,804906.95530730428,{"$f":"CSU_data_summary[[#This Row],[Heating]]*CSU_data_summary[[#This Row],[Area]]","v":133389.7119090757},{"$f":"CSU_data_summary[[#This Row],[Cooling]]*CSU_data_summary[[#This Row],[Area]]","v":129803.76293376676},{"$f":"CSU_data_summary[[#This Row],[Ventilation]]*CSU_data_summary[[#This Row],[Area]]","v":66487.302996331404},{"$f":"CSU_data_summary[[#This Row],[Water Heating]]*CSU_data_summary[[#This Row],[Area]]","v":21591.716873305599},{"$f":"CSU_data_summary[[#This Row],[Lighting]]*CSU_data_summary[[#This Row],[Area]]","v":128503.56173575383},{"$f":"CSU_data_summary[[#This Row],[Equipment]]*CSU_data_summary[[#This Row],[Area]]","v":325130.89885907096}]
[null,"ZNE-Ready-Bakersfield-Business Administration","ZNE-Ready","Bakersfield","Business Administration",39000,3.2121835557874401,4.0729165093856077,1.4140989069165779,0.76276155179597238,5.040758899168428,7.4683998475321438,21.971119270586168,856873.65155286063,{"$f":"CSU_data_summary[[#This Row],[Heating]]*CSU_data_summary[[#This Row],[Area]]","v":125275.15867571016},{"$f":"CSU_data_summary[[#This Row],[Cooling]]*CSU_data_summary[[#This Row],[Area]]","v":158843.74386603871},{"$f":"CSU_data_summary[[#This Row],[Ventilation]]*CSU_data_summary[[#This Row],[Area]]","v":55149.85736974654},{"$f":"CSU_data_summary[[#This Row],[Water Heating]]*CSU_data_summary[[#This Row],[Area]]","v":29747.700520042923},{"$f":"CSU_data_summary[[#This Row],[Lighting]]*CSU_data_summary[[#This Row],[Area]]","v":196589.59706756868},{"$f":"CSU_data_summary[[#This Row],[Equipment]]*CSU_data_summary[[#This Row],[Area]]","v":291267.59405375359}]
[null,"ZNE-Ready-Bakersfield-Classroom","ZNE-Ready","Bakersfield","Classroom",77294,5.7581459407235132,3.6544520820441946,1.6622032121124353,1.9527125975677544,3.6788791937142755,6.3431178156297028,23.049510841791879,1781588.8910054616,{"$f":"CSU_data_summary[[#This Row],[Heating]]*CSU_data_summary[[#This Row],[Area]]","v":445070.13234228321},{"$f":"CSU_data_summary[[#This Row],[Cooling]]*CSU_data_summary[[#This Row],[Area]]","v":282467.21922952397},{"$f":"CSU_data_summary[[#This Row],[Ventilation]]*CSU_data_summary[[#This Row],[Area]]","v":128478.33507701858},{"$f":"CSU_data_summary[[#This Row],[Water Heating]]*CSU_data_summary[[#This Row],[Area]]","v":150932.96751640202},{"$f":"CSU_data_summary[[#This Row],[Lighting]]*CSU_data_summary[[#This Row],[Area]]","v":284355.28839895123},{"$f":"CSU_data_summary[[#This Row],[Equipment]]*CSU_data_summary[[#This Row],[Area]]","v":490284.94844128226}]
[null,"ZNE-Ready-Bakersfield-Education","ZNE-Ready","Bakersfield","Education",33074,5.7581459407235132,3.6544520820441946,1.6622032121124353,1.9527125975677544,3.6788791937142755,6.3431178156297028,23.049510841791879,762339.52158142463,{"$f":"CSU_data_summary[[#This Row],[Heating]]*CSU_data_summary[[#This Row],[Area]]","v":190444.91884348946},{"$f":"CSU_data_summary[[#This Row],[Cooling]]*CSU_data_summary[[#This Row],[Area]]","v":120867.34816152969},{"$f":"CSU_data_summary[[#This Row],[Ventilation]]*CSU_data_summary[[#This Row],[Area]]","v":54975.709037406683},{"$f":"CSU_data_summary[[#This Row],[Water Heating]]*CSU_data_summary[[#This Row],[Area]]","v":64584.016451955911},{"$f":"CSU_data_summary[[#This Row],[Lighting]]*CSU_data_summary[[#This Row],[Area]]","v":121675.25045290595},{"$f":"CSU_data_summary[[#This Row],[Equipment]]*CSU_data_summary[[#This Row],[Area]]","v":209792.27863413678}]
[null,"ZNE-Ready-Bakersfield-Library","ZNE-Ready","Bakersfield","Library",153400,5.7581459407235132,3.6544520820441946,1.6622032121124353,1.9527125975677544,3.6788791937142755,6.3431178156297028,23.049510841791879,3535794.9631308741,{"$f":"CSU_data_summary[[#This Row],[Heating]]*CSU_data_summary[[#This Row],[Area]]","v":883299.58730698691},{"$f":"CSU_data_summary[[#This Row],[Cooling]]*CSU_data_summary[[#This Row],[Area]]","v":560592.94938557944},{"$f":"CSU_data_summary[[#This Row],[Ventilation]]*CSU_data_summary[[#This Row],[Area]]","v":254981.97273804757},{"$f":"CSU_data_summary[[#This Row],[Water Heating]]*CSU_data_summary[[#This Row],[Area]]","v":299546.11246689351},{"$f":"CSU_data_summary[[#This Row],[Lighting]]*CSU_data_summary[[#This Row],[Area]]","v":564340.06831576989},{"$f":"CSU_data_summary[[#This Row],[Equipment]]*CSU_data_summary[[#This Row],[Area]]","v":973034.27291759639}]
[null,"ZNE-Ready-Bakersfield-Recreation Center","ZNE-Ready","Bakersfield","Recreation Center",75411,7.1791076994444634,4.5562765080174055,2.0723920513585141,2.4345916529929781,4.5867316002069991,6.3431178156297028,27.172217327650063,2049084.080895419,{"$f":"CSU_data_summary[[#This Row],[Heating]]*CSU_data_summary[[#This Row],[Area]]","v":541383.69072280638},{"$f":"CSU_data_summary[[#This Row],[Cooling]]*CSU_data_summary[[#This Row],[Area]]","v":343593.36774610059},{"$f":"CSU_data_summary[[#This Row],[Ventilation]]*CSU_data_summary[[#This Row],[Area]]","v":156281.15698499689},{"$f":"CSU_data_summary[[#This Row],[Water Heating]]*CSU_data_summary[[#This Row],[Area]]","v":183594.99114385346},{"$f":"CSU_data_summary[[#This Row],[Lighting]]*CSU_data_summary[[#This Row],[Area]]","v":345890.01670321001},{"$f":"CSU_data_summary[[#This Row],[Equipment]]*CSU_data_summary[[#This Row],[Area]]","v":478340.85759445152}]
[null,"ZNE-Ready-Bakersfield-Residence Hall","ZNE-Ready","Bakersfield","Residence Hall",213492,3.1056986912330182,3.6189008288829974,1.806336117252457,7.0026588140492727,3.5289975436739542,9.6508135094204466,28.713405504512146,6130082.3679693071,{"$f":"CSU_data_summary[[#This Row],[Heating]]*CSU_data_summary[[#This Row],[Area]]","v":663041.82498871954},{"$f":"CSU_data_summary[[#This Row],[Cooling]]*CSU_data_summary[[#This Row],[Area]]","v":772606.37575988891},{"$f":"CSU_data_summary[[#This Row],[Ventilation]]*CSU_data_summary[[#This Row],[Area]]","v":385638.31034446153},{"$f":"CSU_data_summary[[#This Row],[Water Heating]]*CSU_data_summary[[#This Row],[Area]]","v":1495011.6355290073},{"$f":"CSU_data_summary[[#This Row],[Lighting]]*CSU_data_summary[[#This Row],[Area]]","v":753412.74359403981},{"$f":"CSU_data_summary[[#This Row],[Equipment]]*CSU_data_summary[[#This Row],[Area]]","v":2060371.4777531901}]
[null,"ZNE-Ready-Bakersfield-Science","ZNE-Ready","Bakersfield","Science",142730,3.7846249730426602,5.1053625004411902,2.3246432355503432,5.6004396700779759,5.5948226395786937,66.993095638472738,89.402988657163604,12760488.571036961,{"$f":"CSU_data_summary[[#This Row],[Heating]]*CSU_data_summary[[#This Row],[Area]]","v":540179.52240237885},{"$f":"CSU_data_summary[[#This Row],[Cooling]]*CSU_data_summary[[#This Row],[Area]]","v":728688.3896879711},{"$f":"CSU_data_summary[[#This Row],[Ventilation]]*CSU_data_summary[[#This Row],[Area]]","v":331796.32901010051},{"$f":"CSU_data_summary[[#This Row],[Water Heating]]*CSU_data_summary[[#This Row],[Area]]","v":799350.75411022955},{"$f":"CSU_data_summary[[#This Row],[Lighting]]*CSU_data_summary[[#This Row],[Area]]","v":798549.03534706694},{"$f":"CSU_data_summary[[#This Row],[Equipment]]*CSU_data_summary[[#This Row],[Area]]","v":9561924.540479213}]
[null,"ZNE-Ready-Bakersfield-Student Services","ZNE-Ready","Bakersfield","Student Services",30406,4.0152226576284793,3.9072804230386429,2.0013636855101113,0.64994181009920227,3.8681424922715699,9.7869088485918834,24.228859917139889,736702.71464055544,{"$f":"CSU_data_summary[[#This Row],[Heating]]*CSU_data_summary[[#This Row],[Area]]","v":122086.86012785154},{"$f":"CSU_data_summary[[#This Row],[Cooling]]*CSU_data_summary[[#This Row],[Area]]","v":118804.76854291298},{"$f":"CSU_data_summary[[#This Row],[Ventilation]]*CSU_data_summary[[#This Row],[Area]]","v":60853.464221620445},{"$f":"CSU_data_summary[[#This Row],[Water Heating]]*CSU_data_summary[[#This Row],[Area]]","v":19762.130677876343},{"$f":"CSU_data_summary[[#This Row],[Lighting]]*CSU_data_summary[[#This Row],[Area]]","v":117614.74062000935},{"$f":"CSU_data_summary[[#This Row],[Equipment]]*CSU_data_summary[[#This Row],[Area]]","v":297580.7504502848}]
[null,"ZNE-Ready-Bakersfield-Theater Arts","ZNE-Ready","Bakersfield","Theater Arts",27343,5.7490401653323051,3.6486730309087094,1.6595746491583434,1.9496246309722429,3.6730615142087188,6.3431178156297028,23.023091806210026,629520.39925720077,{"$f":"CSU_data_summary[[#This Row],[Heating]]*CSU_data_summary[[#This Row],[Area]]","v":157196.00524068123},{"$f":"CSU_data_summary[[#This Row],[Cooling]]*CSU_data_summary[[#This Row],[Area]]","v":99765.666684136842},{"$f":"CSU_data_summary[[#This Row],[Ventilation]]*CSU_data_summary[[#This Row],[Area]]","v":45377.749631936582},{"$f":"CSU_data_summary[[#This Row],[Water Heating]]*CSU_data_summary[[#This Row],[Area]]","v":53308.586284674035},{"$f":"CSU_data_summary[[#This Row],[Lighting]]*CSU_data_summary[[#This Row],[Area]]","v":100432.520983009},{"$f":"CSU_data_summary[[#This Row],[Equipment]]*CSU_data_summary[[#This Row],[Area]]","v":173439.87043276295}]
[null,"ZNE-Ready-Channel Islands-Administration","ZNE-Ready","Channel Islands","Administration",66190,3.9990757567567825,5.9440169710657766,3.5873360738088502,1.2199575272724057,7.1800647184128712,18.547998924823304,40.478449972139991,2679268.603655946,{"$f":"CSU_data_summary[[#This Row],[Heating]]*CSU_data_summary[[#This Row],[Area]]","v":264698.82433973142},{"$f":"CSU_data_summary[[#This Row],[Cooling]]*CSU_data_summary[[#This Row],[Area]]","v":393434.48331484373},{"$f":"CSU_data_summary[[#This Row],[Ventilation]]*CSU_data_summary[[#This Row],[Area]]","v":237445.7747254078},{"$f":"CSU_data_summary[[#This Row],[Water Heating]]*CSU_data_summary[[#This Row],[Area]]","v":80748.988730160534},{"$f":"CSU_data_summary[[#This Row],[Lighting]]*CSU_data_summary[[#This Row],[Area]]","v":475248.48371174792},{"$f":"CSU_data_summary[[#This Row],[Equipment]]*CSU_data_summary[[#This Row],[Area]]","v":1227692.0488340545}]
[null,"ZNE-Ready-Channel Islands-Business Administration","ZNE-Ready","Channel Islands","Business Administration",33625,2.345549284380009,4.5426071198146065,1.8583180546788911,1.0496710980247907,6.8772186330120784,14.060635786032332,30.733999975942709,1033430.7491910736,{"$f":"CSU_data_summary[[#This Row],[Heating]]*CSU_data_summary[[#This Row],[Area]]","v":78869.0946872778},{"$f":"CSU_data_summary[[#This Row],[Cooling]]*CSU_data_summary[[#This Row],[Area]]","v":152745.16440376613},{"$f":"CSU_data_summary[[#This Row],[Ventilation]]*CSU_data_summary[[#This Row],[Area]]","v":62485.944588577717},{"$f":"CSU_data_summary[[#This Row],[Water Heating]]*CSU_data_summary[[#This Row],[Area]]","v":35295.19067108359},{"$f":"CSU_data_summary[[#This Row],[Lighting]]*CSU_data_summary[[#This Row],[Area]]","v":231246.47653503114},{"$f":"CSU_data_summary[[#This Row],[Equipment]]*CSU_data_summary[[#This Row],[Area]]","v":472788.87830533716}]
[null,"ZNE-Ready-Channel Islands-Classroom","ZNE-Ready","Channel Islands","Classroom",127081,6.4951725143118031,5.2244077036525827,3.244061596910456,4.0578359380878783,7.563085678652496,11.94072765363987,38.525291085255084,4895832.5164053012,{"$f":"CSU_data_summary[[#This Row],[Heating]]*CSU_data_summary[[#This Row],[Area]]","v":825413.01829125825},{"$f":"CSU_data_summary[[#This Row],[Cooling]]*CSU_data_summary[[#This Row],[Area]]","v":663922.95538787381},{"$f":"CSU_data_summary[[#This Row],[Ventilation]]*CSU_data_summary[[#This Row],[Area]]","v":412258.59179697768},{"$f":"CSU_data_summary[[#This Row],[Water Heating]]*CSU_data_summary[[#This Row],[Area]]","v":515673.84884814569},{"$f":"CSU_data_summary[[#This Row],[Lighting]]*CSU_data_summary[[#This Row],[Area]]","v":961124.49112883781},{"$f":"CSU_data_summary[[#This Row],[Equipment]]*CSU_data_summary[[#This Row],[Area]]","v":1517439.6109522083}]
[null,"ZNE-Ready-Channel Islands-Faculty Office","ZNE-Ready","Channel Islands","Faculty Office",131243,2.345549284380009,4.5426071198146065,1.8583180546788911,1.0496710980247907,6.8772186330120784,14.060635786032332,30.733999975942709,4033622.358842649,{"$f":"CSU_data_summary[[#This Row],[Heating]]*CSU_data_summary[[#This Row],[Area]]","v":307836.92472988553},{"$f":"CSU_data_summary[[#This Row],[Cooling]]*CSU_data_summary[[#This Row],[Area]]","v":596185.38622582844},{"$f":"CSU_data_summary[[#This Row],[Ventilation]]*CSU_data_summary[[#This Row],[Area]]","v":243891.23645022171},{"$f":"CSU_data_summary[[#This Row],[Water Heating]]*CSU_data_summary[[#This Row],[Area]]","v":137761.98391806762},{"$f":"CSU_data_summary[[#This Row],[Lighting]]*CSU_data_summary[[#This Row],[Area]]","v":902586.80505240418},{"$f":"CSU_data_summary[[#This Row],[Equipment]]*CSU_data_summary[[#This Row],[Area]]","v":1845360.0224662414}]
[null,"ZNE-Ready-Channel Islands-Library","ZNE-Ready","Channel Islands","Library",152518,6.4951725143118031,5.2244077036525827,3.244061596910456,4.0578359380878783,7.563085678652496,11.94072765363987,38.525291085255084,5875800.3457409348,{"$f":"CSU_data_summary[[#This Row],[Heating]]*CSU_data_summary[[#This Row],[Area]]","v":990630.72153780761},{"$f":"CSU_data_summary[[#This Row],[Cooling]]*CSU_data_summary[[#This Row],[Area]]","v":796816.21414568461},{"$f":"CSU_data_summary[[#This Row],[Ventilation]]*CSU_data_summary[[#This Row],[Area]]","v":494777.78663758893},{"$f":"CSU_data_summary[[#This Row],[Water Heating]]*CSU_data_summary[[#This Row],[Area]]","v":618893.02160528698},{"$f":"CSU_data_summary[[#This Row],[Lighting]]*CSU_data_summary[[#This Row],[Area]]","v":1153506.7015367213},{"$f":"CSU_data_summary[[#This Row],[Equipment]]*CSU_data_summary[[#This Row],[Area]]","v":1821175.9002778458}]
[null,"ZNE-Ready-Channel Islands-Residence Hall","ZNE-Ready","Channel Islands","Residence Hall",417028,1.0105316566870033,3.1087965700455129,2.1701688687397995,10.961363422522608,5.0643511155281216,17.728075888742733,40.043287522265778,16699172.108835453,{"$f":"CSU_data_summary[[#This Row],[Heating]]*CSU_data_summary[[#This Row],[Area]]","v":421419.99572486762},{"$f":"CSU_data_summary[[#This Row],[Cooling]]*CSU_data_summary[[#This Row],[Area]]","v":1296455.21601294},{"$f":"CSU_data_summary[[#This Row],[Ventilation]]*CSU_data_summary[[#This Row],[Area]]","v":905021.18299282109},{"$f":"CSU_data_summary[[#This Row],[Water Heating]]*CSU_data_summary[[#This Row],[Area]]","v":4571195.4653677577},{"$f":"CSU_data_summary[[#This Row],[Lighting]]*CSU_data_summary[[#This Row],[Area]]","v":2111976.2170064617},{"$f":"CSU_data_summary[[#This Row],[Equipment]]*CSU_data_summary[[#This Row],[Area]]","v":7393104.0317306044}]
[null,"ZNE-Ready-Channel Islands-Science","ZNE-Ready","Channel Islands","Science",131622,2.3988309927178757,4.1011924707820748,2.5493535191537027,6.5395378406153073,6.8169317573639772,124.93564141675398,147.34148799738693,19393381.333192062,{"$f":"CSU_data_summary[[#This Row],[Heating]]*CSU_data_summary[[#This Row],[Area]]","v":315738.93292351224},{"$f":"CSU_data_summary[[#This Row],[Cooling]]*CSU_data_summary[[#This Row],[Area]]","v":539807.1553892782},{"$f":"CSU_data_summary[[#This Row],[Ventilation]]*CSU_data_summary[[#This Row],[Area]]","v":335551.00889804866},{"$f":"CSU_data_summary[[#This Row],[Water Heating]]*CSU_data_summary[[#This Row],[Area]]","v":860747.04965746799},{"$f":"CSU_data_summary[[#This Row],[Lighting]]*CSU_data_summary[[#This Row],[Area]]","v":897258.19176776137},{"$f":"CSU_data_summary[[#This Row],[Equipment]]*CSU_data_summary[[#This Row],[Area]]","v":16444278.994555993}]
[null,"ZNE-Ready-Channel Islands-Student Services","ZNE-Ready","Channel Islands","Student Services",67082,3.9990757567567821,5.9440169710657758,3.5873360738088498,1.2199575272724055,7.1800647184128703,18.547998924823304,40.478449972139984,2715375.3810310946,{"$f":"CSU_data_summary[[#This Row],[Heating]]*CSU_data_summary[[#This Row],[Area]]","v":268265.99991475843},{"$f":"CSU_data_summary[[#This Row],[Cooling]]*CSU_data_summary[[#This Row],[Area]]","v":398736.54645303439},{"$f":"CSU_data_summary[[#This Row],[Ventilation]]*CSU_data_summary[[#This Row],[Area]]","v":240645.67850324526},{"$f":"CSU_data_summary[[#This Row],[Water Heating]]*CSU_data_summary[[#This Row],[Area]]","v":81837.190844487501},{"$f":"CSU_data_summary[[#This Row],[Lighting]]*CSU_data_summary[[#This Row],[Area]]","v":481653.10144057218},{"$f":"CSU_data_summary[[#This Row],[Equipment]]*CSU_data_summary[[#This Row],[Area]]","v":1244236.8638749968}]
[null,"ZNE-Ready-Channel Islands-Theater Arts","ZNE-Ready","Channel Islands","Theater Arts",19401,6.4951725143118031,5.2244077036525827,3.244061596910456,4.0578359380878783,7.563085678652496,11.94072765363987,38.525291085255084,747429.17234503385,{"$f":"CSU_data_summary[[#This Row],[Heating]]*CSU_data_summary[[#This Row],[Area]]","v":126012.84195016329},{"$f":"CSU_data_summary[[#This Row],[Cooling]]*CSU_data_summary[[#This Row],[Area]]","v":101358.73385856376},{"$f":"CSU_data_summary[[#This Row],[Ventilation]]*CSU_data_summary[[#This Row],[Area]]","v":62938.039041659758},{"$f":"CSU_data_summary[[#This Row],[Water Heating]]*CSU_data_summary[[#This Row],[Area]]","v":78726.075034842928},{"$f":"CSU_data_summary[[#This Row],[Lighting]]*CSU_data_summary[[#This Row],[Area]]","v":146731.42525153709},{"$f":"CSU_data_summary[[#This Row],[Equipment]]*CSU_data_summary[[#This Row],[Area]]","v":231662.05720826713}]
[null,"ZNE-Ready-Channel Islands-University Union","ZNE-Ready","Channel Islands","University Union",24643,6.4770572419951122,6.3079846794798744,3.9099070024396143,5.0005178386895537,8.9749372848165194,12.084720836692421,42.755124884113094,1053614.542519199,{"$f":"CSU_data_summary[[#This Row],[Heating]]*CSU_data_summary[[#This Row],[Area]]","v":159614.12161448554},{"$f":"CSU_data_summary[[#This Row],[Cooling]]*CSU_data_summary[[#This Row],[Area]]","v":155447.66645642254},{"$f":"CSU_data_summary[[#This Row],[Ventilation]]*CSU_data_summary[[#This Row],[Area]]","v":96351.83826111941},{"$f":"CSU_data_summary[[#This Row],[Water Heating]]*CSU_data_summary[[#This Row],[Area]]","v":123227.76109882667},{"$f":"CSU_data_summary[[#This Row],[Lighting]]*CSU_data_summary[[#This Row],[Area]]","v":221169.3795097335},{"$f":"CSU_data_summary[[#This Row],[Equipment]]*CSU_data_summary[[#This Row],[Area]]","v":297803.77557861136}]
[null,"ZNE-Ready-Chico-Administration","ZNE-Ready","Chico","Administration",200561,7.3664872477493102,6.2522142146051056,3.3232485931319453,1.0706711301511684,6.339534026924178,16.507273588099235,40.859428800660943,8194807.8996893596,{"$f":"CSU_data_summary[[#This Row],[Heating]]*CSU_data_summary[[#This Row],[Area]]","v":1477430.0488958494},{"$f":"CSU_data_summary[[#This Row],[Cooling]]*CSU_data_summary[[#This Row],[Area]]","v":1253950.3350954147},{"$f":"CSU_data_summary[[#This Row],[Ventilation]]*CSU_data_summary[[#This Row],[Area]]","v":666514.06108713604},{"$f":"CSU_data_summary[[#This Row],[Water Heating]]*CSU_data_summary[[#This Row],[Area]]","v":214734.87253424848},{"$f":"CSU_data_summary[[#This Row],[Lighting]]*CSU_data_summary[[#This Row],[Area]]","v":1271463.2839739399},{"$f":"CSU_data_summary[[#This Row],[Equipment]]*CSU_data_summary[[#This Row],[Area]]","v":3310715.2981027705}]
[null,"ZNE-Ready-Chico-Apartments","ZNE-Ready","Chico","Apartments",140740,6.0458632623974831,5.7066756271244108,3.0263491704780439,11.459463094695687,5.7756624512072738,16.271588826854483,48.285602432757379,6795715.6863862732,{"$f":"CSU_data_summary[[#This Row],[Heating]]*CSU_data_summary[[#This Row],[Area]]","v":850894.79554982181},{"$f":"CSU_data_summary[[#This Row],[Cooling]]*CSU_data_summary[[#This Row],[Area]]","v":803157.52776148962},{"$f":"CSU_data_summary[[#This Row],[Ventilation]]*CSU_data_summary[[#This Row],[Area]]","v":425928.38225307991},{"$f":"CSU_data_summary[[#This Row],[Water Heating]]*CSU_data_summary[[#This Row],[Area]]","v":1612804.835947471},{"$f":"CSU_data_summary[[#This Row],[Lighting]]*CSU_data_summary[[#This Row],[Area]]","v":812866.73338291177},{"$f":"CSU_data_summary[[#This Row],[Equipment]]*CSU_data_summary[[#This Row],[Area]]","v":2290063.4114914997}]
[null,"ZNE-Ready-Chico-Classroom","ZNE-Ready","Chico","Classroom",293348,10.438929669846274,5.7828837922550962,2.7928137682021115,3.3391639449952337,6.2155938100105566,10.720368614580398,39.289753599889671,11525570.639020436,{"$f":"CSU_data_summary[[#This Row],[Heating]]*CSU_data_summary[[#This Row],[Area]]","v":3062239.1407900648},{"$f":"CSU_data_summary[[#This Row],[Cooling]]*CSU_data_summary[[#This Row],[Area]]","v":1696397.394690448},{"$f":"CSU_data_summary[[#This Row],[Ventilation]]*CSU_data_summary[[#This Row],[Area]]","v":819266.33327455295},{"$f":"CSU_data_summary[[#This Row],[Water Heating]]*CSU_data_summary[[#This Row],[Area]]","v":979537.06493646186},{"$f":"CSU_data_summary[[#This Row],[Lighting]]*CSU_data_summary[[#This Row],[Area]]","v":1823332.0129789768},{"$f":"CSU_data_summary[[#This Row],[Equipment]]*CSU_data_summary[[#This Row],[Area]]","v":3144798.6923499308}]
[null,"ZNE-Ready-Chico-Engineering","ZNE-Ready","Chico","Engineering",132815,10.438929669846274,5.7828837922550962,2.7928137682021115,3.3391639449952337,6.2155938100105566,10.720368614580398,39.289753599889671,5218268.6243693465,{"$f":"CSU_data_summary[[#This Row],[Heating]]*CSU_data_summary[[#This Row],[Area]]","v":1386446.444100633},{"$f":"CSU_data_summary[[#This Row],[Cooling]]*CSU_data_summary[[#This Row],[Area]]","v":768053.71086836059},{"$f":"CSU_data_summary[[#This Row],[Ventilation]]*CSU_data_summary[[#This Row],[Area]]","v":370927.56062376342},{"$f":"CSU_data_summary[[#This Row],[Water Heating]]*CSU_data_summary[[#This Row],[Area]]","v":443491.05935454194},{"$f":"CSU_data_summary[[#This Row],[Lighting]]*CSU_data_summary[[#This Row],[Area]]","v":825524.09187655209},{"$f":"CSU_data_summary[[#This Row],[Equipment]]*CSU_data_summary[[#This Row],[Area]]","v":1423825.7575454956}]
[null,"ZNE-Ready-Chico-Library","ZNE-Ready","Chico","Library",269018,10.438929669846274,5.7828837922550962,2.7928137682021115,3.3391639449952337,6.2155938100105566,10.720368614580398,39.289753599889671,10569650.933935119,{"$f":"CSU_data_summary[[#This Row],[Heating]]*CSU_data_summary[[#This Row],[Area]]","v":2808259.9819227052},{"$f":"CSU_data_summary[[#This Row],[Cooling]]*CSU_data_summary[[#This Row],[Area]]","v":1555699.8320248814},{"$f":"CSU_data_summary[[#This Row],[Ventilation]]*CSU_data_summary[[#This Row],[Area]]","v":751317.1742941956},{"$f":"CSU_data_summary[[#This Row],[Water Heating]]*CSU_data_summary[[#This Row],[Area]]","v":898295.20615472784},{"$f":"CSU_data_summary[[#This Row],[Lighting]]*CSU_data_summary[[#This Row],[Area]]","v":1672106.61558142},{"$f":"CSU_data_summary[[#This Row],[Equipment]]*CSU_data_summary[[#This Row],[Area]]","v":2883972.1239571893}]
[null,"ZNE-Ready-Chico-Recreation Center","ZNE-Ready","Chico","Recreation Center",109000,12.875411027402071,7.1326283540410564,3.4446659117226659,4.1185360606350514,7.666334347900678,10.720368614580398,45.957944316281925,5009415.9304747302,{"$f":"CSU_data_summary[[#This Row],[Heating]]*CSU_data_summary[[#This Row],[Area]]","v":1403419.8019868259},{"$f":"CSU_data_summary[[#This Row],[Cooling]]*CSU_data_summary[[#This Row],[Area]]","v":777456.49059047515},{"$f":"CSU_data_summary[[#This Row],[Ventilation]]*CSU_data_summary[[#This Row],[Area]]","v":375468.5843777706},{"$f":"CSU_data_summary[[#This Row],[Water Heating]]*CSU_data_summary[[#This Row],[Area]]","v":448920.43060922058},{"$f":"CSU_data_summary[[#This Row],[Lighting]]*CSU_data_summary[[#This Row],[Area]]","v":835630.44392117392},{"$f":"CSU_data_summary[[#This Row],[Equipment]]*CSU_data_summary[[#This Row],[Area]]","v":1168520.1789892633}]
[null,"ZNE-Ready-Chico-Residence Hall","ZNE-Ready","Chico","Residence Hall",395616,6.0458632623974813,5.7066756271244072,3.026349170478043,11.459463094695684,5.7756624512072721,16.271588826854483,48.285602432757372,19102556.892037742,{"$f":"CSU_data_summary[[#This Row],[Heating]]*CSU_data_summary[[#This Row],[Area]]","v":2391840.2404166418},{"$f":"CSU_data_summary[[#This Row],[Cooling]]*CSU_data_summary[[#This Row],[Area]]","v":2257652.1849004496},{"$f":"CSU_data_summary[[#This Row],[Ventilation]]*CSU_data_summary[[#This Row],[Area]]","v":1197272.1534278414},{"$f":"CSU_data_summary[[#This Row],[Water Heating]]*CSU_data_summary[[#This Row],[Area]]","v":4533546.9516711272},{"$f":"CSU_data_summary[[#This Row],[Lighting]]*CSU_data_summary[[#This Row],[Area]]","v":2284944.476296816},{"$f":"CSU_data_summary[[#This Row],[Equipment]]*CSU_data_summary[[#This Row],[Area]]","v":6437300.8853248628}]
[null,"ZNE-Ready-Chico-Science","ZNE-Ready","Chico","Science",230299,7.0815102467746573,8.3383190973693537,4.0312887254641225,9.8844218261440329,9.7281204333437064,112.90234551024795,151.96600583934384,34997619.178795047,{"$f":"CSU_data_summary[[#This Row],[Heating]]*CSU_data_summary[[#This Row],[Area]]","v":1630864.7283219567},{"$f":"CSU_data_summary[[#This Row],[Cooling]]*CSU_data_summary[[#This Row],[Area]]","v":1920306.5498050647},{"$f":"CSU_data_summary[[#This Row],[Ventilation]]*CSU_data_summary[[#This Row],[Area]]","v":928401.76218566194},{"$f":"CSU_data_summary[[#This Row],[Water Heating]]*CSU_data_summary[[#This Row],[Area]]","v":2276372.4621391445},{"$f":"CSU_data_summary[[#This Row],[Lighting]]*CSU_data_summary[[#This Row],[Area]]","v":2240376.4076786223},{"$f":"CSU_data_summary[[#This Row],[Equipment]]*CSU_data_summary[[#This Row],[Area]]","v":26001297.268664595}]
[null,"ZNE-Ready-Chico-Theater Arts","ZNE-Ready","Chico","Theater Arts",144224,10.438929669846278,5.782883792255098,2.7928137682021124,3.3391639449952342,6.2155938100105583,10.720368614580398,39.289753599889679,5666525.4231904894,{"$f":"CSU_data_summary[[#This Row],[Heating]]*CSU_data_summary[[#This Row],[Area]]","v":1505544.1927039095},{"$f":"CSU_data_summary[[#This Row],[Cooling]]*CSU_data_summary[[#This Row],[Area]]","v":834030.63205419923},{"$f":"CSU_data_summary[[#This Row],[Ventilation]]*CSU_data_summary[[#This Row],[Area]]","v":402790.77290518145},{"$f":"CSU_data_summary[[#This Row],[Water Heating]]*CSU_data_summary[[#This Row],[Area]]","v":481587.58080299263},{"$f":"CSU_data_summary[[#This Row],[Lighting]]*CSU_data_summary[[#This Row],[Area]]","v":896437.80165496271},{"$f":"CSU_data_summary[[#This Row],[Equipment]]*CSU_data_summary[[#This Row],[Area]]","v":1546134.4430692433}]
[null,"ZNE-Ready-Chico-University Union","ZNE-Ready","Chico","University Union",134809,13.743590539548473,6.8146178673261444,3.40465845958279,3.8186552064032968,7.2669438311147969,10.672744670478906,45.721210574454403,6163630.6763316235,{"$f":"CSU_data_summary[[#This Row],[Heating]]*CSU_data_summary[[#This Row],[Area]]","v":1852759.69704599},{"$f":"CSU_data_summary[[#This Row],[Cooling]]*CSU_data_summary[[#This Row],[Area]]","v":918671.82007637015},{"$f":"CSU_data_summary[[#This Row],[Ventilation]]*CSU_data_summary[[#This Row],[Area]]","v":458978.60227789637},{"$f":"CSU_data_summary[[#This Row],[Water Heating]]*CSU_data_summary[[#This Row],[Area]]","v":514789.08972002205},{"$f":"CSU_data_summary[[#This Row],[Lighting]]*CSU_data_summary[[#This Row],[Area]]","v":979649.43092875462},{"$f":"CSU_data_summary[[#This Row],[Equipment]]*CSU_data_summary[[#This Row],[Area]]","v":1438782.0362825908}]
[null,"ZNE-Ready-Dominguez Hills-Administration","ZNE-Ready","Dominguez Hills","Administration",47159,4.8006457299743106,8.906596687260155,5.0929559527551769,1.6721406171013313,9.9460318356373278,25.079193277830118,55.497564100558421,2617209.6254182346,{"$f":"CSU_data_summary[[#This Row],[Heating]]*CSU_data_summary[[#This Row],[Area]]","v":226393.65197985852},{"$f":"CSU_data_summary[[#This Row],[Cooling]]*CSU_data_summary[[#This Row],[Area]]","v":420026.19317450165},{"$f":"CSU_data_summary[[#This Row],[Ventilation]]*CSU_data_summary[[#This Row],[Area]]","v":240178.70977598138},{"$f":"CSU_data_summary[[#This Row],[Water Heating]]*CSU_data_summary[[#This Row],[Area]]","v":78856.479361881691},{"$f":"CSU_data_summary[[#This Row],[Lighting]]*CSU_data_summary[[#This Row],[Area]]","v":469044.91533682076},{"$f":"CSU_data_summary[[#This Row],[Equipment]]*CSU_data_summary[[#This Row],[Area]]","v":1182709.6757891905}]
[null,"ZNE-Ready-Dominguez Hills-Classroom","ZNE-Ready","Dominguez Hills","Classroom",66542,7.8813781453871101,7.9096071500527545,4.2863803851804718,5.1308292779481288,9.8182988270459273,16.259383626934262,51.285877412548658,3412664.8547858126,{"$f":"CSU_data_summary[[#This Row],[Heating]]*CSU_data_summary[[#This Row],[Area]]","v":524442.66455034912},{"$f":"CSU_data_summary[[#This Row],[Cooling]]*CSU_data_summary[[#This Row],[Area]]","v":526321.07897881034},{"$f":"CSU_data_summary[[#This Row],[Ventilation]]*CSU_data_summary[[#This Row],[Area]]","v":285224.32359067898},{"$f":"CSU_data_summary[[#This Row],[Water Heating]]*CSU_data_summary[[#This Row],[Area]]","v":341415.64181322441},{"$f":"CSU_data_summary[[#This Row],[Lighting]]*CSU_data_summary[[#This Row],[Area]]","v":653329.24054929009},{"$f":"CSU_data_summary[[#This Row],[Equipment]]*CSU_data_summary[[#This Row],[Area]]","v":1081931.9053034596}]
[null,"ZNE-Ready-Dominguez Hills-Education","ZNE-Ready","Dominguez Hills","Education",27875,7.8813781453871101,7.9096071500527545,4.2863803851804718,5.1308292779481288,9.8182988270459273,16.259383626934262,51.285877412548658,1429593.8328747938,{"$f":"CSU_data_summary[[#This Row],[Heating]]*CSU_data_summary[[#This Row],[Area]]","v":219693.4158026657},{"$f":"CSU_data_summary[[#This Row],[Cooling]]*CSU_data_summary[[#This Row],[Area]]","v":220480.29930772053},{"$f":"CSU_data_summary[[#This Row],[Ventilation]]*CSU_data_summary[[#This Row],[Area]]","v":119482.85323690565},{"$f":"CSU_data_summary[[#This Row],[Water Heating]]*CSU_data_summary[[#This Row],[Area]]","v":143021.86612280409},{"$f":"CSU_data_summary[[#This Row],[Lighting]]*CSU_data_summary[[#This Row],[Area]]","v":273685.07980390522},{"$f":"CSU_data_summary[[#This Row],[Equipment]]*CSU_data_summary[[#This Row],[Area]]","v":453230.31860079255}]
[null,"ZNE-Ready-Dominguez Hills-Humanities","ZNE-Ready","Dominguez Hills","Humanities",70331,7.8813781453871101,7.9096071500527545,4.2863803851804718,5.1308292779481288,9.8182988270459273,16.259383626934262,51.285877412548658,3606987.0443019597,{"$f":"CSU_data_summary[[#This Row],[Heating]]*CSU_data_summary[[#This Row],[Area]]","v":554305.2063432209},{"$f":"CSU_data_summary[[#This Row],[Cooling]]*CSU_data_summary[[#This Row],[Area]]","v":556290.58047036023},{"$f":"CSU_data_summary[[#This Row],[Ventilation]]*CSU_data_summary[[#This Row],[Area]]","v":301465.41887012776},{"$f":"CSU_data_summary[[#This Row],[Water Heating]]*CSU_data_summary[[#This Row],[Area]]","v":360856.35394736985},{"$f":"CSU_data_summary[[#This Row],[Lighting]]*CSU_data_summary[[#This Row],[Area]]","v":690530.77480496711},{"$f":"CSU_data_summary[[#This Row],[Equipment]]*CSU_data_summary[[#This Row],[Area]]","v":1143538.7098659137}]
[null,"ZNE-Ready-Dominguez Hills-Library","ZNE-Ready","Dominguez Hills","Library",291575,7.8813781453871101,7.9096071500527545,4.2863803851804718,5.1308292779481288,9.8182988270459273,16.259383626934262,51.285877412548658,14953679.706563875,{"$f":"CSU_data_summary[[#This Row],[Heating]]*CSU_data_summary[[#This Row],[Area]]","v":2298012.8327412466},{"$f":"CSU_data_summary[[#This Row],[Cooling]]*CSU_data_summary[[#This Row],[Area]]","v":2306243.7047766317},{"$f":"CSU_data_summary[[#This Row],[Ventilation]]*CSU_data_summary[[#This Row],[Area]]","v":1249801.360808996},{"$f":"CSU_data_summary[[#This Row],[Water Heating]]*CSU_data_summary[[#This Row],[Area]]","v":1496021.5467177257},{"$f":"CSU_data_summary[[#This Row],[Lighting]]*CSU_data_summary[[#This Row],[Area]]","v":2862770.4804959162},{"$f":"CSU_data_summary[[#This Row],[Equipment]]*CSU_data_summary[[#This Row],[Area]]","v":4740829.781023358}]
[null,"ZNE-Ready-Dominguez Hills-Multi-Use Facility","ZNE-Ready","Dominguez Hills","Multi-Use Facility",179222,9.1332058183332006,9.1659185374670891,4.9672016177060021,5.94577736910865,11.377774587023758,16.259383626934262,56.849261556572969,10188638.35469212,{"$f":"CSU_data_summary[[#This Row],[Heating]]*CSU_data_summary[[#This Row],[Area]]","v":1636871.4131733128},{"$f":"CSU_data_summary[[#This Row],[Cooling]]*CSU_data_summary[[#This Row],[Area]]","v":1642734.2521219268},{"$f":"CSU_data_summary[[#This Row],[Ventilation]]*CSU_data_summary[[#This Row],[Area]]","v":890231.80832850514},{"$f":"CSU_data_summary[[#This Row],[Water Heating]]*CSU_data_summary[[#This Row],[Area]]","v":1065614.1116463905},{"$f":"CSU_data_summary[[#This Row],[Lighting]]*CSU_data_summary[[#This Row],[Area]]","v":2039147.5170355719},{"$f":"CSU_data_summary[[#This Row],[Equipment]]*CSU_data_summary[[#This Row],[Area]]","v":2914039.2523864126}]
[null,"ZNE-Ready-Dominguez Hills-Residence Hall","ZNE-Ready","Dominguez Hills","Residence Hall",174501,1.1332078963414824,5.4254039587148828,3.338163337147356,14.624049961858718,7.326425283937235,24.198096738519631,56.045347176519307,9779969.1276497953,{"$f":"CSU_data_summary[[#This Row],[Heating]]*CSU_data_summary[[#This Row],[Area]]","v":197745.91111948504},{"$f":"CSU_data_summary[[#This Row],[Cooling]]*CSU_data_summary[[#This Row],[Area]]","v":946738.4161997058},{"$f":"CSU_data_summary[[#This Row],[Ventilation]]*CSU_data_summary[[#This Row],[Area]]","v":582512.84049555077},{"$f":"CSU_data_summary[[#This Row],[Water Heating]]*CSU_data_summary[[#This Row],[Area]]","v":2551911.3423943082},{"$f":"CSU_data_summary[[#This Row],[Lighting]]*CSU_data_summary[[#This Row],[Area]]","v":1278468.5384723314},{"$f":"CSU_data_summary[[#This Row],[Equipment]]*CSU_data_summary[[#This Row],[Area]]","v":4222592.0789684141}]
[null,"ZNE-Ready-Dominguez Hills-Science","ZNE-Ready","Dominguez Hills","Science",85450,2.9985225457405722,6.3962318355725358,3.4699872023442246,8.5179743892167252,9.0764269689423305,168.80905656413449,199.26819950595089,17027467.647783503,{"$f":"CSU_data_summary[[#This Row],[Heating]]*CSU_data_summary[[#This Row],[Area]]","v":256223.7515335319},{"$f":"CSU_data_summary[[#This Row],[Cooling]]*CSU_data_summary[[#This Row],[Area]]","v":546558.01034967322},{"$f":"CSU_data_summary[[#This Row],[Ventilation]]*CSU_data_summary[[#This Row],[Area]]","v":296510.40644031402},{"$f":"CSU_data_summary[[#This Row],[Water Heating]]*CSU_data_summary[[#This Row],[Area]]","v":727860.91155856918},{"$f":"CSU_data_summary[[#This Row],[Lighting]]*CSU_data_summary[[#This Row],[Area]]","v":775580.68449612218},{"$f":"CSU_data_summary[[#This Row],[Equipment]]*CSU_data_summary[[#This Row],[Area]]","v":14424733.883405292}]
[null,"ZNE-Ready-Dominguez Hills-Social Science","ZNE-Ready","Dominguez Hills","Social Science",81000,7.8813781453871083,7.9096071500527527,4.28638038518047,5.130829277948127,9.8182988270459255,16.259383626934262,51.285877412548643,4154156.0704164403,{"$f":"CSU_data_summary[[#This Row],[Heating]]*CSU_data_summary[[#This Row],[Area]]","v":638391.62977635581},{"$f":"CSU_data_summary[[#This Row],[Cooling]]*CSU_data_summary[[#This Row],[Area]]","v":640678.17915427301},{"$f":"CSU_data_summary[[#This Row],[Ventilation]]*CSU_data_summary[[#This Row],[Area]]","v":347196.8111996181},{"$f":"CSU_data_summary[[#This Row],[Water Heating]]*CSU_data_summary[[#This Row],[Area]]","v":415597.1715137983},{"$f":"CSU_data_summary[[#This Row],[Lighting]]*CSU_data_summary[[#This Row],[Area]]","v":795282.20499071991},{"$f":"CSU_data_summary[[#This Row],[Equipment]]*CSU_data_summary[[#This Row],[Area]]","v":1317010.0737816752}]
[null,"ZNE-Ready-Dominguez Hills-University Union","ZNE-Ready","Dominguez Hills","University Union",123033,7.7295393888605046,9.8706806429167049,5.5154895262791879,6.5485549369335807,12.229666935501324,16.489965702350748,58.383897132842051,7183146.0159449559,{"$f":"CSU_data_summary[[#This Row],[Heating]]*CSU_data_summary[[#This Row],[Area]]","v":950988.41962967452},{"$f":"CSU_data_summary[[#This Row],[Cooling]]*CSU_data_summary[[#This Row],[Area]]","v":1214419.4515399709},{"$f":"CSU_data_summary[[#This Row],[Ventilation]]*CSU_data_summary[[#This Row],[Area]]","v":678587.22288670728},{"$f":"CSU_data_summary[[#This Row],[Water Heating]]*CSU_data_summary[[#This Row],[Area]]","v":805688.35955574922},{"$f":"CSU_data_summary[[#This Row],[Lighting]]*CSU_data_summary[[#This Row],[Area]]","v":1504652.6120755344},{"$f":"CSU_data_summary[[#This Row],[Equipment]]*CSU_data_summary[[#This Row],[Area]]","v":2028809.9502573195}]
[null,"ZNE-Ready-East Bay-Administration","ZNE-Ready","East Bay","Administration",167743,5.4416766519271933,1.3271931604112379,2.5741645402341771,0.95260513621682807,5.4512267878697225,14.459951408752394,30.206817685411551,5066982.2190039894,{"$f":"CSU_data_summary[[#This Row],[Heating]]*CSU_data_summary[[#This Row],[Area]]","v":912803.16662422323},{"$f":"CSU_data_summary[[#This Row],[Cooling]]*CSU_data_summary[[#This Row],[Area]]","v":222627.36230686228},{"$f":"CSU_data_summary[[#This Row],[Ventilation]]*CSU_data_summary[[#This Row],[Area]]","v":431798.08247250156},{"$f":"CSU_data_summary[[#This Row],[Water Heating]]*CSU_data_summary[[#This Row],[Area]]","v":159792.84336441939},{"$f":"CSU_data_summary[[#This Row],[Lighting]]*CSU_data_summary[[#This Row],[Area]]","v":914405.13507763087},{"$f":"CSU_data_summary[[#This Row],[Equipment]]*CSU_data_summary[[#This Row],[Area]]","v":2425555.629158353}]
[null,"ZNE-Ready-East Bay-Business Administration","ZNE-Ready","East Bay","Business Administration",82455,3.277789989081378,1.0416521926535838,1.3694549369772355,0.84175345585744332,5.3125736253462179,11.156872928120075,23.000097128035932,1896473.0086922029,{"$f":"CSU_data_summary[[#This Row],[Heating]]*CSU_data_summary[[#This Row],[Area]]","v":270270.17354970501},{"$f":"CSU_data_summary[[#This Row],[Cooling]]*CSU_data_summary[[#This Row],[Area]]","v":85889.431545251253},{"$f":"CSU_data_summary[[#This Row],[Ventilation]]*CSU_data_summary[[#This Row],[Area]]","v":112918.40682845796},{"$f":"CSU_data_summary[[#This Row],[Water Heating]]*CSU_data_summary[[#This Row],[Area]]","v":69406.781202725484},{"$f":"CSU_data_summary[[#This Row],[Lighting]]*CSU_data_summary[[#This Row],[Area]]","v":438048.2582779224},{"$f":"CSU_data_summary[[#This Row],[Equipment]]*CSU_data_summary[[#This Row],[Area]]","v":919939.95728814078}]
[null,"ZNE-Ready-East Bay-Classroom","ZNE-Ready","East Bay","Classroom",179534,9.4424878878967924,1.1455194597423226,2.5800508221859584,3.4758070893931623,6.1629329512086848,9.1546045164736576,31.961402726900577,5738158.477171368,{"$f":"CSU_data_summary[[#This Row],[Heating]]*CSU_data_summary[[#This Row],[Area]]","v":1695247.6204656628},{"$f":"CSU_data_summary[[#This Row],[Cooling]]*CSU_data_summary[[#This Row],[Area]]","v":205659.69068537815},{"$f":"CSU_data_summary[[#This Row],[Ventilation]]*CSU_data_summary[[#This Row],[Area]]","v":463206.84431033384},{"$f":"CSU_data_summary[[#This Row],[Water Heating]]*CSU_data_summary[[#This Row],[Area]]","v":624025.54998711206},{"$f":"CSU_data_summary[[#This Row],[Lighting]]*CSU_data_summary[[#This Row],[Area]]","v":1106456.0044623001},{"$f":"CSU_data_summary[[#This Row],[Equipment]]*CSU_data_summary[[#This Row],[Area]]","v":1643562.7672605817}]
[null,"ZNE-Ready-East Bay-Education","ZNE-Ready","East Bay","Education",106947,9.4424878878967924,1.1455194597423226,2.5800508221859584,3.4758070893931623,6.1629329512086848,9.1546045164736576,31.961402726900577,3418176.1374338358,{"$f":"CSU_data_summary[[#This Row],[Heating]]*CSU_data_summary[[#This Row],[Area]]","v":1009845.7521468983},{"$f":"CSU_data_summary[[#This Row],[Cooling]]*CSU_data_summary[[#This Row],[Area]]","v":122509.86966106217},{"$f":"CSU_data_summary[[#This Row],[Ventilation]]*CSU_data_summary[[#This Row],[Area]]","v":275928.6952803217},{"$f":"CSU_data_summary[[#This Row],[Water Heating]]*CSU_data_summary[[#This Row],[Area]]","v":371727.14078933053},{"$f":"CSU_data_summary[[#This Row],[Lighting]]*CSU_data_summary[[#This Row],[Area]]","v":659107.19033291517},{"$f":"CSU_data_summary[[#This Row],[Equipment]]*CSU_data_summary[[#This Row],[Area]]","v":979057.48922330828}]
[null,"ZNE-Ready-East Bay-Library","ZNE-Ready","East Bay","Library",229220,9.4424878878967924,1.1455194597423226,2.5800508221859584,3.4758070893931623,6.1629329512086848,9.1546045164736576,31.961402726900577,7326192.7330601504,{"$f":"CSU_data_summary[[#This Row],[Heating]]*CSU_data_summary[[#This Row],[Area]]","v":2164407.0736637027},{"$f":"CSU_data_summary[[#This Row],[Cooling]]*CSU_data_summary[[#This Row],[Area]]","v":262575.97056213516},{"$f":"CSU_data_summary[[#This Row],[Ventilation]]*CSU_data_summary[[#This Row],[Area]]","v":591399.2494614654},{"$f":"CSU_data_summary[[#This Row],[Water Heating]]*CSU_data_summary[[#This Row],[Area]]","v":796724.50103070063},{"$f":"CSU_data_summary[[#This Row],[Lighting]]*CSU_data_summary[[#This Row],[Area]]","v":1412667.4910760548},{"$f":"CSU_data_summary[[#This Row],[Equipment]]*CSU_data_summary[[#This Row],[Area]]","v":2098418.4472660916}]
[null,"ZNE-Ready-East Bay-Recreation Center","ZNE-Ready","East Bay","Recreation Center",54548,10.16750528006062,1.2334752549983423,2.7781534558307501,3.7426880874452211,6.6361380672134551,9.1546045164736576,33.712564662022046,1838952.9771839785,{"$f":"CSU_data_summary[[#This Row],[Heating]]*CSU_data_summary[[#This Row],[Area]]","v":554617.07801674667},{"$f":"CSU_data_summary[[#This Row],[Cooling]]*CSU_data_summary[[#This Row],[Area]]","v":67283.608209649581},{"$f":"CSU_data_summary[[#This Row],[Ventilation]]*CSU_data_summary[[#This Row],[Area]]","v":151542.71470865575},{"$f":"CSU_data_summary[[#This Row],[Water Heating]]*CSU_data_summary[[#This Row],[Area]]","v":204156.14979396193},{"$f":"CSU_data_summary[[#This Row],[Lighting]]*CSU_data_summary[[#This Row],[Area]]","v":361988.05929035955},{"$f":"CSU_data_summary[[#This Row],[Equipment]]*CSU_data_summary[[#This Row],[Area]]","v":499365.36716460506}]
[null,"ZNE-Ready-East Bay-Residence Hall","ZNE-Ready","East Bay","Residence Hall",372126,2.3553887822258255,0.73529435272212396,1.5039018556786217,8.8551194394252235,4.0773351301821714,14.064560786187895,31.591600346421863,11756055.870512582,{"$f":"CSU_data_summary[[#This Row],[Heating]]*CSU_data_summary[[#This Row],[Area]]","v":876501.40597456752},{"$f":"CSU_data_summary[[#This Row],[Cooling]]*CSU_data_summary[[#This Row],[Area]]","v":273622.14630107308},{"$f":"CSU_data_summary[[#This Row],[Ventilation]]*CSU_data_summary[[#This Row],[Area]]","v":559640.98194626276},{"$f":"CSU_data_summary[[#This Row],[Water Heating]]*CSU_data_summary[[#This Row],[Area]]","v":3295220.1765155508},{"$f":"CSU_data_summary[[#This Row],[Lighting]]*CSU_data_summary[[#This Row],[Area]]","v":1517282.4126541708},{"$f":"CSU_data_summary[[#This Row],[Equipment]]*CSU_data_summary[[#This Row],[Area]]","v":5233788.7471209569}]
[null,"ZNE-Ready-East Bay-Science","ZNE-Ready","East Bay","Science",206370,4.5066304956712164,1.1620695343910126,2.6201477775667863,7.2387702320969289,6.9819481833742207,100.48067665944657,122.99024288254674,25381496.423671171,{"$f":"CSU_data_summary[[#This Row],[Heating]]*CSU_data_summary[[#This Row],[Area]]","v":930033.33539166895},{"$f":"CSU_data_summary[[#This Row],[Cooling]]*CSU_data_summary[[#This Row],[Area]]","v":239816.28981227326},{"$f":"CSU_data_summary[[#This Row],[Ventilation]]*CSU_data_summary[[#This Row],[Area]]","v":540719.89685645769},{"$f":"CSU_data_summary[[#This Row],[Water Heating]]*CSU_data_summary[[#This Row],[Area]]","v":1493865.0127978432},{"$f":"CSU_data_summary[[#This Row],[Lighting]]*CSU_data_summary[[#This Row],[Area]]","v":1440864.646602938},{"$f":"CSU_data_summary[[#This Row],[Equipment]]*CSU_data_summary[[#This Row],[Area]]","v":20736197.24220999}]
[null,"ZNE-Ready-East Bay-Theater Arts","ZNE-Ready","East Bay","Theater Arts",60500,9.4424878878967888,1.1455194597423224,2.5800508221859579,3.4758070893931614,6.162932951208683,9.1546045164736576,31.96140272690057,1933664.8649774846,{"$f":"CSU_data_summary[[#This Row],[Heating]]*CSU_data_summary[[#This Row],[Area]]","v":571270.51721775567},{"$f":"CSU_data_summary[[#This Row],[Cooling]]*CSU_data_summary[[#This Row],[Area]]","v":69303.92731441051},{"$f":"CSU_data_summary[[#This Row],[Ventilation]]*CSU_data_summary[[#This Row],[Area]]","v":156093.07474225046},{"$f":"CSU_data_summary[[#This Row],[Water Heating]]*CSU_data_summary[[#This Row],[Area]]","v":210286.32890828626},{"$f":"CSU_data_summary[[#This Row],[Lighting]]*CSU_data_summary[[#This Row],[Area]]","v":372857.44354812533},{"$f":"CSU_data_summary[[#This Row],[Equipment]]*CSU_data_summary[[#This Row],[Area]]","v":553853.57324665633}]
[null,"ZNE-Ready-East Bay-University Union","ZNE-Ready","East Bay","University Union",72450,9.6356734885660984,1.3264689308560105,2.669044343003355,3.7802774780213499,6.684943105155309,9.1853773616192225,33.281784707221348,2411265.3020381867,{"$f":"CSU_data_summary[[#This Row],[Heating]]*CSU_data_summary[[#This Row],[Area]]","v":698104.54424661386},{"$f":"CSU_data_summary[[#This Row],[Cooling]]*CSU_data_summary[[#This Row],[Area]]","v":96102.674040517959},{"$f":"CSU_data_summary[[#This Row],[Ventilation]]*CSU_data_summary[[#This Row],[Area]]","v":193372.26265059307},{"$f":"CSU_data_summary[[#This Row],[Water Heating]]*CSU_data_summary[[#This Row],[Area]]","v":273881.1032826468},{"$f":"CSU_data_summary[[#This Row],[Lighting]]*CSU_data_summary[[#This Row],[Area]]","v":484324.12796850211},{"$f":"CSU_data_summary[[#This Row],[Equipment]]*CSU_data_summary[[#This Row],[Area]]","v":665480.58984931267}]
[null,"ZNE-Ready-Fresno-Business Administration","ZNE-Ready","Fresno","Business Administration",94803,4.0161275452204022,5.0922843911753359,1.7680190042382311,0.95366520169234503,6.3023579792912763,12.382609829236085,30.515063950853676,2892919.6077327812,{"$f":"CSU_data_summary[[#This Row],[Heating]]*CSU_data_summary[[#This Row],[Area]]","v":380740.93966952979},{"$f":"CSU_data_summary[[#This Row],[Cooling]]*CSU_data_summary[[#This Row],[Area]]","v":482763.83713659539},{"$f":"CSU_data_summary[[#This Row],[Ventilation]]*CSU_data_summary[[#This Row],[Area]]","v":167613.50565879702},{"$f":"CSU_data_summary[[#This Row],[Water Heating]]*CSU_data_summary[[#This Row],[Area]]","v":90410.322116039388},{"$f":"CSU_data_summary[[#This Row],[Lighting]]*CSU_data_summary[[#This Row],[Area]]","v":597482.44351075089},{"$f":"CSU_data_summary[[#This Row],[Equipment]]*CSU_data_summary[[#This Row],[Area]]","v":1173908.5596410686}]
[null,"ZNE-Ready-Fresno-Classroom","ZNE-Ready","Fresno","Classroom",287352,9.5319108126542389,6.0495012932560313,2.7515754087282356,3.2324783905048928,6.089937407978872,10.516891786099677,38.172295099221948,10968885.341351625,{"$f":"CSU_data_summary[[#This Row],[Heating]]*CSU_data_summary[[#This Row],[Area]]","v":2739013.6358378208},{"$f":"CSU_data_summary[[#This Row],[Cooling]]*CSU_data_summary[[#This Row],[Area]]","v":1738336.2956197071},{"$f":"CSU_data_summary[[#This Row],[Ventilation]]*CSU_data_summary[[#This Row],[Area]]","v":790670.69684887596},{"$f":"CSU_data_summary[[#This Row],[Water Heating]]*CSU_data_summary[[#This Row],[Area]]","v":928859.13046836201},{"$f":"CSU_data_summary[[#This Row],[Lighting]]*CSU_data_summary[[#This Row],[Area]]","v":1749955.6940575449},{"$f":"CSU_data_summary[[#This Row],[Equipment]]*CSU_data_summary[[#This Row],[Area]]","v":3022049.8885193146}]
[null,"ZNE-Ready-Fresno-Education","ZNE-Ready","Fresno","Education",121214,9.5319108126542389,6.0495012932560313,2.7515754087282356,3.2324783905048928,6.089937407978872,10.516891786099677,38.172295099221948,4627016.5781570897,{"$f":"CSU_data_summary[[#This Row],[Heating]]*CSU_data_summary[[#This Row],[Area]]","v":1155401.037245071},{"$f":"CSU_data_summary[[#This Row],[Cooling]]*CSU_data_summary[[#This Row],[Area]]","v":733284.24976073659},{"$f":"CSU_data_summary[[#This Row],[Ventilation]]*CSU_data_summary[[#This Row],[Area]]","v":333529.46159358433},{"$f":"CSU_data_summary[[#This Row],[Water Heating]]*CSU_data_summary[[#This Row],[Area]]","v":391821.63562666008},{"$f":"CSU_data_summary[[#This Row],[Lighting]]*CSU_data_summary[[#This Row],[Area]]","v":738185.67297075095},{"$f":"CSU_data_summary[[#This Row],[Equipment]]*CSU_data_summary[[#This Row],[Area]]","v":1274794.5209602863}]
[null,"ZNE-Ready-Fresno-Engineering","ZNE-Ready","Fresno","Engineering",125839,9.5319108126542389,6.0495012932560313,2.7515754087282356,3.2324783905048928,6.089937407978872,10.516891786099677,38.172295099221948,4803563.4429909904,{"$f":"CSU_data_summary[[#This Row],[Heating]]*CSU_data_summary[[#This Row],[Area]]","v":1199486.1247535967},{"$f":"CSU_data_summary[[#This Row],[Cooling]]*CSU_data_summary[[#This Row],[Area]]","v":761263.1932420457},{"$f":"CSU_data_summary[[#This Row],[Ventilation]]*CSU_data_summary[[#This Row],[Area]]","v":346255.49785895244},{"$f":"CSU_data_summary[[#This Row],[Water Heating]]*CSU_data_summary[[#This Row],[Area]]","v":406771.84818274522},{"$f":"CSU_data_summary[[#This Row],[Lighting]]*CSU_data_summary[[#This Row],[Area]]","v":766351.6334826533},{"$f":"CSU_data_summary[[#This Row],[Equipment]]*CSU_data_summary[[#This Row],[Area]]","v":1323435.1454709973}]
[null,"ZNE-Ready-Fresno-Industrial Arts","ZNE-Ready","Fresno","Industrial Arts",96421,9.5319108126542389,6.0495012932560313,2.7515754087282356,3.2324783905048928,6.089937407978872,10.516891786099677,38.172295099221948,3680610.8657620796,{"$f":"CSU_data_summary[[#This Row],[Heating]]*CSU_data_summary[[#This Row],[Area]]","v":919076.37246693438},{"$f":"CSU_data_summary[[#This Row],[Cooling]]*CSU_data_summary[[#This Row],[Area]]","v":583298.96419703984},{"$f":"CSU_data_summary[[#This Row],[Ventilation]]*CSU_data_summary[[#This Row],[Area]]","v":265309.65248498518},{"$f":"CSU_data_summary[[#This Row],[Water Heating]]*CSU_data_summary[[#This Row],[Area]]","v":311678.79889087228},{"$f":"CSU_data_summary[[#This Row],[Lighting]]*CSU_data_summary[[#This Row],[Area]]","v":587197.85481473082},{"$f":"CSU_data_summary[[#This Row],[Equipment]]*CSU_data_summary[[#This Row],[Area]]","v":1014049.222907517}]
[null,"ZNE-Ready-Fresno-Library","ZNE-Ready","Fresno","Library",339984,9.5319108126542389,6.0495012932560313,2.7515754087282356,3.2324783905048928,6.089937407978872,10.516891786099677,38.172295099221948,12977969.577013874,{"$f":"CSU_data_summary[[#This Row],[Heating]]*CSU_data_summary[[#This Row],[Area]]","v":3240697.1657294389},{"$f":"CSU_data_summary[[#This Row],[Cooling]]*CSU_data_summary[[#This Row],[Area]]","v":2056733.6476863585},{"$f":"CSU_data_summary[[#This Row],[Ventilation]]*CSU_data_summary[[#This Row],[Area]]","v":935491.61376106041},{"$f":"CSU_data_summary[[#This Row],[Water Heating]]*CSU_data_summary[[#This Row],[Area]]","v":1098990.9331174155},{"$f":"CSU_data_summary[[#This Row],[Lighting]]*CSU_data_summary[[#This Row],[Area]]","v":2070481.2797142889},{"$f":"CSU_data_summary[[#This Row],[Equipment]]*CSU_data_summary[[#This Row],[Area]]","v":3575574.9370053126}]
[null,"ZNE-Ready-Fresno-Music","ZNE-Ready","Fresno","Music",93969,9.5319108126542389,6.0495012932560313,2.7515754087282356,3.2324783905048928,6.089937407978872,10.516891786099677,38.172295099221948,3587012.3981787874,{"$f":"CSU_data_summary[[#This Row],[Heating]]*CSU_data_summary[[#This Row],[Area]]","v":895704.12715430616},{"$f":"CSU_data_summary[[#This Row],[Cooling]]*CSU_data_summary[[#This Row],[Area]]","v":568465.58702597604},{"$f":"CSU_data_summary[[#This Row],[Ventilation]]*CSU_data_summary[[#This Row],[Area]]","v":258562.78958278356},{"$f":"CSU_data_summary[[#This Row],[Water Heating]]*CSU_data_summary[[#This Row],[Area]]","v":303752.76187735429},{"$f":"CSU_data_summary[[#This Row],[Lighting]]*CSU_data_summary[[#This Row],[Area]]","v":572265.32829036657},{"$f":"CSU_data_summary[[#This Row],[Equipment]]*CSU_data_summary[[#This Row],[Area]]","v":988261.80424800061}]
[null,"ZNE-Ready-Fresno-Recreation Center","ZNE-Ready","Fresno","Recreation Center",90290,11.902963336069954,7.5543082085430644,3.4360268208808229,4.0365539001622457,7.6048027631459174,10.516891786099677,45.051546814901684,4067704.1619174732,{"$f":"CSU_data_summary[[#This Row],[Heating]]*CSU_data_summary[[#This Row],[Area]]","v":1074718.5596137561},{"$f":"CSU_data_summary[[#This Row],[Cooling]]*CSU_data_summary[[#This Row],[Area]]","v":682078.4881493533},{"$f":"CSU_data_summary[[#This Row],[Ventilation]]*CSU_data_summary[[#This Row],[Area]]","v":310238.86165732949},{"$f":"CSU_data_summary[[#This Row],[Water Heating]]*CSU_data_summary[[#This Row],[Area]]","v":364460.45164564915},{"$f":"CSU_data_summary[[#This Row],[Lighting]]*CSU_data_summary[[#This Row],[Area]]","v":686637.64148444484},{"$f":"CSU_data_summary[[#This Row],[Equipment]]*CSU_data_summary[[#This Row],[Area]]","v":949570.1593669398}]
[null,"ZNE-Ready-Fresno-Residence Hall","ZNE-Ready","Fresno","Residence Hall",228380,5.149249628541944,6.0001389708084094,2.9949059794629775,11.610411015993744,5.8510792892384718,16.001052522832225,47.606837406877773,10872449.526982745,{"$f":"CSU_data_summary[[#This Row],[Heating]]*CSU_data_summary[[#This Row],[Area]]","v":1175985.6301664091},{"$f":"CSU_data_summary[[#This Row],[Cooling]]*CSU_data_summary[[#This Row],[Area]]","v":1370311.7381532246},{"$f":"CSU_data_summary[[#This Row],[Ventilation]]*CSU_data_summary[[#This Row],[Area]]","v":683976.62758975476},{"$f":"CSU_data_summary[[#This Row],[Water Heating]]*CSU_data_summary[[#This Row],[Area]]","v":2651585.6678326512},{"$f":"CSU_data_summary[[#This Row],[Lighting]]*CSU_data_summary[[#This Row],[Area]]","v":1336269.4880762822},{"$f":"CSU_data_summary[[#This Row],[Equipment]]*CSU_data_summary[[#This Row],[Area]]","v":3654320.3751644236}]
[null,"ZNE-Ready-Fresno-Science","ZNE-Ready","Fresno","Science",211061,6.2749096657774652,8.4646929958719372,3.8542593816136681,9.2855311341781714,9.2762180954427702,111.07457842097483,148.23018969385885,31285612.066975541,{"$f":"CSU_data_summary[[#This Row],[Heating]]*CSU_data_summary[[#This Row],[Area]]","v":1324388.7089686575},{"$f":"CSU_data_summary[[#This Row],[Cooling]]*CSU_data_summary[[#This Row],[Area]]","v":1786566.5684017269},{"$f":"CSU_data_summary[[#This Row],[Ventilation]]*CSU_data_summary[[#This Row],[Area]]","v":813483.83934276237},{"$f":"CSU_data_summary[[#This Row],[Water Heating]]*CSU_data_summary[[#This Row],[Area]]","v":1959813.4867107791},{"$f":"CSU_data_summary[[#This Row],[Lighting]]*CSU_data_summary[[#This Row],[Area]]","v":1957847.8674422465},{"$f":"CSU_data_summary[[#This Row],[Equipment]]*CSU_data_summary[[#This Row],[Area]]","v":23443511.596109368}]
[null,"ZNE-Ready-Fullerton-Administration","ZNE-Ready","Fullerton","Administration",377958,2.207988629139328,4.0964622919395612,2.3424325528080701,0.76907726096703999,4.5745356840281772,11.534817751638739,25.525314170520915,9647496.6932617445,{"$f":"CSU_data_summary[[#This Row],[Heating]]*CSU_data_summary[[#This Row],[Area]]","v":834526.96629224217},{"$f":"CSU_data_summary[[#This Row],[Cooling]]*CSU_data_summary[[#This Row],[Area]]","v":1548290.6949368927},{"$f":"CSU_data_summary[[#This Row],[Ventilation]]*CSU_data_summary[[#This Row],[Area]]","v":885341.12279423256},{"$f":"CSU_data_summary[[#This Row],[Water Heating]]*CSU_data_summary[[#This Row],[Area]]","v":290678.90340058052},{"$f":"CSU_data_summary[[#This Row],[Lighting]]*CSU_data_summary[[#This Row],[Area]]","v":1728982.3580639218},{"$f":"CSU_data_summary[[#This Row],[Equipment]]*CSU_data_summary[[#This Row],[Area]]","v":4359676.6477738749}]
[null,"ZNE-Ready-Fullerton-Apartments","ZNE-Ready","Fullerton","Apartments",316287,0.52120283193367067,2.4953372781777992,1.5353406823191271,6.726123493374776,3.3696849609560484,11.129569947614263,25.777259194375684,8153011.9788115025,{"$f":"CSU_data_summary[[#This Row],[Heating]]*CSU_data_summary[[#This Row],[Area]]","v":164849.68010380489},{"$f":"CSU_data_summary[[#This Row],[Cooling]]*CSU_data_summary[[#This Row],[Area]]","v":789242.74170302157},{"$f":"CSU_data_summary[[#This Row],[Ventilation]]*CSU_data_summary[[#This Row],[Area]]","v":485608.29838866973},{"$f":"CSU_data_summary[[#This Row],[Water Heating]]*CSU_data_summary[[#This Row],[Area]]","v":2127385.4213490277},{"$f":"CSU_data_summary[[#This Row],[Lighting]]*CSU_data_summary[[#This Row],[Area]]","v":1065787.5472459057},{"$f":"CSU_data_summary[[#This Row],[Equipment]]*CSU_data_summary[[#This Row],[Area]]","v":3520138.2900210721}]
[null,"ZNE-Ready-Fullerton-Business Administration","ZNE-Ready","Fullerton","Business Administration",196229,1.6977176130768834,4.1040986223449378,1.5907384066631087,0.86748543077043894,5.740191143566129,8.7337947790923618,22.734025995513861,4461075.187073689,{"$f":"CSU_data_summary[[#This Row],[Heating]]*CSU_data_summary[[#This Row],[Area]]","v":333141.42949646374},{"$f":"CSU_data_summary[[#This Row],[Cooling]]*CSU_data_summary[[#This Row],[Area]]","v":805343.16856412485},{"$f":"CSU_data_summary[[#This Row],[Ventilation]]*CSU_data_summary[[#This Row],[Area]]","v":312149.00680109515},{"$f":"CSU_data_summary[[#This Row],[Water Heating]]*CSU_data_summary[[#This Row],[Area]]","v":170225.79859465247},{"$f":"CSU_data_summary[[#This Row],[Lighting]]*CSU_data_summary[[#This Row],[Area]]","v":1126391.9679108378},{"$f":"CSU_data_summary[[#This Row],[Equipment]]*CSU_data_summary[[#This Row],[Area]]","v":1713823.815706515}]
[null,"ZNE-Ready-Fullerton-Classroom","ZNE-Ready","Fullerton","Classroom",225250,3.6249276255290472,3.6379111541665585,1.9714596083504325,2.3598518493105378,4.5157867059949481,7.4782719209895001,23.588208864341023,5313244.0466928156,{"$f":"CSU_data_summary[[#This Row],[Heating]]*CSU_data_summary[[#This Row],[Area]]","v":816514.94765041792},{"$f":"CSU_data_summary[[#This Row],[Cooling]]*CSU_data_summary[[#This Row],[Area]]","v":819439.48747601733},{"$f":"CSU_data_summary[[#This Row],[Ventilation]]*CSU_data_summary[[#This Row],[Area]]","v":444071.27678093495},{"$f":"CSU_data_summary[[#This Row],[Water Heating]]*CSU_data_summary[[#This Row],[Area]]","v":531556.62905719865},{"$f":"CSU_data_summary[[#This Row],[Lighting]]*CSU_data_summary[[#This Row],[Area]]","v":1017180.955525362},{"$f":"CSU_data_summary[[#This Row],[Equipment]]*CSU_data_summary[[#This Row],[Area]]","v":1684480.7502028849}]
[null,"ZNE-Ready-Fullerton-Humanities","ZNE-Ready","Fullerton","Humanities",147047,3.6249276255290472,3.6379111541665585,1.9714596083504325,2.3598518493105378,4.5157867059949481,7.4782719209895001,23.588208864341023,3468575.3488747543,{"$f":"CSU_data_summary[[#This Row],[Heating]]*CSU_data_summary[[#This Row],[Area]]","v":533034.73255116981},{"$f":"CSU_data_summary[[#This Row],[Cooling]]*CSU_data_summary[[#This Row],[Area]]","v":534943.92148672999},{"$f":"CSU_data_summary[[#This Row],[Ventilation]]*CSU_data_summary[[#This Row],[Area]]","v":289897.22102910606},{"$f":"CSU_data_summary[[#This Row],[Water Heating]]*CSU_data_summary[[#This Row],[Area]]","v":347009.13488556666},{"$f":"CSU_data_summary[[#This Row],[Lighting]]*CSU_data_summary[[#This Row],[Area]]","v":664032.88775643916},{"$f":"CSU_data_summary[[#This Row],[Equipment]]*CSU_data_summary[[#This Row],[Area]]","v":1099657.4511657429}]
[null,"ZNE-Ready-Fullerton-Library","ZNE-Ready","Fullerton","Library",414388,3.6249276255290472,3.6379111541665585,1.9714596083504325,2.3598518493105378,4.5157867059949481,7.4782719209895001,23.588208864341023,9774670.6948765479,{"$f":"CSU_data_summary[[#This Row],[Heating]]*CSU_data_summary[[#This Row],[Area]]","v":1502126.5088877308},{"$f":"CSU_data_summary[[#This Row],[Cooling]]*CSU_data_summary[[#This Row],[Area]]","v":1507506.7273527719},{"$f":"CSU_data_summary[[#This Row],[Ventilation]]*CSU_data_summary[[#This Row],[Area]]","v":816949.20418511902},{"$f":"CSU_data_summary[[#This Row],[Water Heating]]*CSU_data_summary[[#This Row],[Area]]","v":977894.28813209513},{"$f":"CSU_data_summary[[#This Row],[Lighting]]*CSU_data_summary[[#This Row],[Area]]","v":1871287.8215238345},{"$f":"CSU_data_summary[[#This Row],[Equipment]]*CSU_data_summary[[#This Row],[Area]]","v":3098906.1447949968}]
[null,"ZNE-Ready-Fullerton-Performing Arts","ZNE-Ready","Fullerton","Performing Arts",256727,3.6249276255290472,3.6379111541665585,1.9714596083504325,2.3598518493105378,4.5157867059949481,7.4782719209895001,23.588208864341023,6055730.0971156778,{"$f":"CSU_data_summary[[#This Row],[Heating]]*CSU_data_summary[[#This Row],[Area]]","v":930616.79451919568},{"$f":"CSU_data_summary[[#This Row],[Cooling]]*CSU_data_summary[[#This Row],[Area]]","v":933950.01687571802},{"$f":"CSU_data_summary[[#This Row],[Ventilation]]*CSU_data_summary[[#This Row],[Area]]","v":506126.91087298148},{"$f":"CSU_data_summary[[#This Row],[Water Heating]]*CSU_data_summary[[#This Row],[Area]]","v":605837.6857179465},{"$f":"CSU_data_summary[[#This Row],[Lighting]]*CSU_data_summary[[#This Row],[Area]]","v":1159324.373669965},{"$f":"CSU_data_summary[[#This Row],[Equipment]]*CSU_data_summary[[#This Row],[Area]]","v":1919874.3154598714}]
[null,"ZNE-Ready-Fullerton-Residence Hall","ZNE-Ready","Fullerton","Residence Hall",256563,0.52120283193366967,2.4953372781777943,1.5353406823191242,6.7261234933747627,3.3696849609560422,11.129569947614263,25.777259194375659,6613490.9506866019,{"$f":"CSU_data_summary[[#This Row],[Heating]]*CSU_data_summary[[#This Row],[Area]]","v":133721.36216939808},{"$f":"CSU_data_summary[[#This Row],[Cooling]]*CSU_data_summary[[#This Row],[Area]]","v":640211.2181011294},{"$f":"CSU_data_summary[[#This Row],[Ventilation]]*CSU_data_summary[[#This Row],[Area]]","v":393911.61147784145},{"$f":"CSU_data_summary[[#This Row],[Water Heating]]*CSU_data_summary[[#This Row],[Area]]","v":1725674.4218307093},{"$f":"CSU_data_summary[[#This Row],[Lighting]]*CSU_data_summary[[#This Row],[Area]]","v":864536.482637765},{"$f":"CSU_data_summary[[#This Row],[Equipment]]*CSU_data_summary[[#This Row],[Area]]","v":2855435.854469758}]
[null,"ZNE-Ready-Fullerton-Science","ZNE-Ready","Fullerton","Science",416487,1.3791277377280102,2.9418557328867347,1.5959711915830219,3.9177210010019232,4.1745733111502634,77.641321262700473,91.650570237050431,38171271.046318419,{"$f":"CSU_data_summary[[#This Row],[Heating]]*CSU_data_summary[[#This Row],[Area]]","v":574388.77410312579},{"$f":"CSU_data_summary[[#This Row],[Cooling]]*CSU_data_summary[[#This Row],[Area]]","v":1225244.6686227976},{"$f":"CSU_data_summary[[#This Row],[Ventilation]]*CSU_data_summary[[#This Row],[Area]]","v":664701.25366883806},{"$f":"CSU_data_summary[[#This Row],[Water Heating]]*CSU_data_summary[[#This Row],[Area]]","v":1631679.8665442879},{"$f":"CSU_data_summary[[#This Row],[Lighting]]*CSU_data_summary[[#This Row],[Area]]","v":1738655.5146410398},{"$f":"CSU_data_summary[[#This Row],[Equipment]]*CSU_data_summary[[#This Row],[Area]]","v":32336600.968738332}]
[null,"ZNE-Ready-Fullerton-University Union","ZNE-Ready","Fullerton","University Union",166841,3.5550915520649919,4.5398789761439842,2.5367708519134315,3.011914573858991,5.6248611229832699,7.5843248624561204,26.852841939420788,4480155.0020149034,{"$f":"CSU_data_summary[[#This Row],[Heating]]*CSU_data_summary[[#This Row],[Area]]","v":593135.02963807527},{"$f":"CSU_data_summary[[#This Row],[Cooling]]*CSU_data_summary[[#This Row],[Area]]","v":757437.9482588385},{"$f":"CSU_data_summary[[#This Row],[Ventilation]]*CSU_data_summary[[#This Row],[Area]]","v":423237.38570408884},{"$f":"CSU_data_summary[[#This Row],[Water Heating]]*CSU_data_summary[[#This Row],[Area]]","v":502510.83941720793},{"$f":"CSU_data_summary[[#This Row],[Lighting]]*CSU_data_summary[[#This Row],[Area]]","v":938457.45461965178},{"$f":"CSU_data_summary[[#This Row],[Equipment]]*CSU_data_summary[[#This Row],[Area]]","v":1265376.3443770416}]
[null,"ZNE-Ready-Humboldt-Apartments","ZNE-Ready","Humboldt","Apartments",106885,4.1583019878779384,6.9234530457726887E-2,0.97478652913003838,6.2962081583299128,2.9139690444785233,9.568806140361513,23.981306390635652,2563241.9335630918,{"$f":"CSU_data_summary[[#This Row],[Heating]]*CSU_data_summary[[#This Row],[Area]]","v":444460.10797433346},{"$f":"CSU_data_summary[[#This Row],[Cooling]]*CSU_data_summary[[#This Row],[Area]]","v":7400.1327879741384},{"$f":"CSU_data_summary[[#This Row],[Ventilation]]*CSU_data_summary[[#This Row],[Area]]","v":104190.05816606415},{"$f":"CSU_data_summary[[#This Row],[Water Heating]]*CSU_data_summary[[#This Row],[Area]]","v":672970.20900309272},{"$f":"CSU_data_summary[[#This Row],[Lighting]]*CSU_data_summary[[#This Row],[Area]]","v":311459.58131908695},{"$f":"CSU_data_summary[[#This Row],[Equipment]]*CSU_data_summary[[#This Row],[Area]]","v":1022761.8443125404}]
[null,"ZNE-Ready-Humboldt-Classroom","ZNE-Ready","Humboldt","Classroom",67385,12.466868694489454,5.9913139620874974E-2,1.8352839153002141,2.6377741135080615,4.5291748196292758,6.2158654807033997,27.744880163251281,1869588.7498006877,{"$f":"CSU_data_summary[[#This Row],[Heating]]*CSU_data_summary[[#This Row],[Area]]","v":840079.94697817182},{"$f":"CSU_data_summary[[#This Row],[Cooling]]*CSU_data_summary[[#This Row],[Area]]","v":4037.2469133526602},{"$f":"CSU_data_summary[[#This Row],[Ventilation]]*CSU_data_summary[[#This Row],[Area]]","v":123670.60663250492},{"$f":"CSU_data_summary[[#This Row],[Water Heating]]*CSU_data_summary[[#This Row],[Area]]","v":177746.40863874072},{"$f":"CSU_data_summary[[#This Row],[Lighting]]*CSU_data_summary[[#This Row],[Area]]","v":305198.44522071874},{"$f":"CSU_data_summary[[#This Row],[Equipment]]*CSU_data_summary[[#This Row],[Area]]","v":418856.09541719861}]
[null,"ZNE-Ready-Humboldt-Food Service","ZNE-Ready","Humboldt","Food Service",54677,5.1469382589391648,0.13815128830715487,3.3953613478728073,17.472113879170546,8.624299521396237,116.7799059798444,151.55677027553031,8286669.528355171,{"$f":"CSU_data_summary[[#This Row],[Heating]]*CSU_data_summary[[#This Row],[Area]]","v":281419.14318401669},{"$f":"CSU_data_summary[[#This Row],[Cooling]]*CSU_data_summary[[#This Row],[Area]]","v":7553.6979907703071},{"$f":"CSU_data_summary[[#This Row],[Ventilation]]*CSU_data_summary[[#This Row],[Area]]","v":185648.17241764147},{"$f":"CSU_data_summary[[#This Row],[Water Heating]]*CSU_data_summary[[#This Row],[Area]]","v":955322.77057140798},{"$f":"CSU_data_summary[[#This Row],[Lighting]]*CSU_data_summary[[#This Row],[Area]]","v":471550.82493138203},{"$f":"CSU_data_summary[[#This Row],[Equipment]]*CSU_data_summary[[#This Row],[Area]]","v":6385174.9192599524}]
[null,"ZNE-Ready-Humboldt-Humanities","ZNE-Ready","Humboldt","Humanities",92078,12.466868694489454,5.9913139620874974E-2,1.8352839153002141,2.6377741135080615,4.5291748196292758,6.2158654807033997,27.744880163251281,2554693.0756718516,{"$f":"CSU_data_summary[[#This Row],[Heating]]*CSU_data_summary[[#This Row],[Area]]","v":1147924.3356512},{"$f":"CSU_data_summary[[#This Row],[Cooling]]*CSU_data_summary[[#This Row],[Area]]","v":5516.6820700109256},{"$f":"CSU_data_summary[[#This Row],[Ventilation]]*CSU_data_summary[[#This Row],[Area]]","v":168989.2723530131},{"$f":"CSU_data_summary[[#This Row],[Water Heating]]*CSU_data_summary[[#This Row],[Area]]","v":242880.96482359528},{"$f":"CSU_data_summary[[#This Row],[Lighting]]*CSU_data_summary[[#This Row],[Area]]","v":417037.35904182447},{"$f":"CSU_data_summary[[#This Row],[Equipment]]*CSU_data_summary[[#This Row],[Area]]","v":572344.46173220768}]
[null,"ZNE-Ready-Humboldt-Library","ZNE-Ready","Humboldt","Library",163809,12.466868694489454,5.9913139620874974E-2,1.8352839153002141,2.6377741135080615,4.5291748196292758,6.2158654807033997,27.744880163251281,4544861.0746620288,{"$f":"CSU_data_summary[[#This Row],[Heating]]*CSU_data_summary[[#This Row],[Area]]","v":2042185.2939756231},{"$f":"CSU_data_summary[[#This Row],[Cooling]]*CSU_data_summary[[#This Row],[Area]]","v":9814.3114881559086},{"$f":"CSU_data_summary[[#This Row],[Ventilation]]*CSU_data_summary[[#This Row],[Area]]","v":300636.02288141276},{"$f":"CSU_data_summary[[#This Row],[Water Heating]]*CSU_data_summary[[#This Row],[Area]]","v":432091.13975964201},{"$f":"CSU_data_summary[[#This Row],[Lighting]]*CSU_data_summary[[#This Row],[Area]]","v":741919.59802865202},{"$f":"CSU_data_summary[[#This Row],[Equipment]]*CSU_data_summary[[#This Row],[Area]]","v":1018214.7085285432}]
[null,"ZNE-Ready-Humboldt-Residence Hall","ZNE-Ready","Humboldt","Residence Hall",350484,4.1583019878779446,6.9234530457726998E-2,0.97478652913003994,6.2962081583299225,2.9139690444785278,9.568806140361513,23.981306390635673,8405064.1890155524,{"$f":"CSU_data_summary[[#This Row],[Heating]]*CSU_data_summary[[#This Row],[Area]]","v":1457418.3139194136},{"$f":"CSU_data_summary[[#This Row],[Cooling]]*CSU_data_summary[[#This Row],[Area]]","v":24265.595172945988},{"$f":"CSU_data_summary[[#This Row],[Ventilation]]*CSU_data_summary[[#This Row],[Area]]","v":341647.0818756129},{"$f":"CSU_data_summary[[#This Row],[Water Heating]]*CSU_data_summary[[#This Row],[Area]]","v":2206720.2201641044},{"$f":"CSU_data_summary[[#This Row],[Lighting]]*CSU_data_summary[[#This Row],[Area]]","v":1021299.5265850123},{"$f":"CSU_data_summary[[#This Row],[Equipment]]*CSU_data_summary[[#This Row],[Area]]","v":3353713.4512984646}]
[null,"ZNE-Ready-Humboldt-Science","ZNE-Ready","Humboldt","Science",307965,10.452706752176397,0.10677205198300553,3.274210903560935,9.6505617825177286,8.5868606074396858,69.657773885349002,101.72888598302676,31328936.371762834,{"$f":"CSU_data_summary[[#This Row],[Heating]]*CSU_data_summary[[#This Row],[Area]]","v":3219067.8349340041},{"$f":"CSU_data_summary[[#This Row],[Cooling]]*CSU_data_summary[[#This Row],[Area]]","v":32882.0549889463},{"$f":"CSU_data_summary[[#This Row],[Ventilation]]*CSU_data_summary[[#This Row],[Area]]","v":1008342.3609151434},{"$f":"CSU_data_summary[[#This Row],[Water Heating]]*CSU_data_summary[[#This Row],[Area]]","v":2972035.2593530724},{"$f":"CSU_data_summary[[#This Row],[Lighting]]*CSU_data_summary[[#This Row],[Area]]","v":2644452.526970163},{"$f":"CSU_data_summary[[#This Row],[Equipment]]*CSU_data_summary[[#This Row],[Area]]","v":21452156.334601507}]
[null,"ZNE-Ready-Humboldt-Social Science","ZNE-Ready","Humboldt","Social Science",96458,12.466868694489451,5.991313962087496E-2,1.8352839153002136,2.6377741135080606,4.5291748196292749,6.2158654807033997,27.744880163251274,2676215.6507868916,{"$f":"CSU_data_summary[[#This Row],[Heating]]*CSU_data_summary[[#This Row],[Area]]","v":1202529.2205330634},{"$f":"CSU_data_summary[[#This Row],[Cooling]]*CSU_data_summary[[#This Row],[Area]]","v":5779.1016215503569},{"$f":"CSU_data_summary[[#This Row],[Ventilation]]*CSU_data_summary[[#This Row],[Area]]","v":177027.815902028},{"$f":"CSU_data_summary[[#This Row],[Water Heating]]*CSU_data_summary[[#This Row],[Area]]","v":254434.41544076049},{"$f":"CSU_data_summary[[#This Row],[Lighting]]*CSU_data_summary[[#This Row],[Area]]","v":436875.14475180057},{"$f":"CSU_data_summary[[#This Row],[Equipment]]*CSU_data_summary[[#This Row],[Area]]","v":599569.95253768854}]
[null,"ZNE-Ready-Humboldt-Theater Arts","ZNE-Ready","Humboldt","Theater Arts",60317,12.466868694489451,5.991313962087496E-2,1.8352839153002136,2.6377741135080606,4.5291748196292749,6.2158654807033997,27.744880163251274,1673487.9368068271,{"$f":"CSU_data_summary[[#This Row],[Heating]]*CSU_data_summary[[#This Row],[Area]]","v":751964.1190455202},{"$f":"CSU_data_summary[[#This Row],[Cooling]]*CSU_data_summary[[#This Row],[Area]]","v":3613.7808425123148},{"$f":"CSU_data_summary[[#This Row],[Ventilation]]*CSU_data_summary[[#This Row],[Area]]","v":110698.81991916298},{"$f":"CSU_data_summary[[#This Row],[Water Heating]]*CSU_data_summary[[#This Row],[Area]]","v":159102.62120446569},{"$f":"CSU_data_summary[[#This Row],[Lighting]]*CSU_data_summary[[#This Row],[Area]]","v":273186.237595579},{"$f":"CSU_data_summary[[#This Row],[Equipment]]*CSU_data_summary[[#This Row],[Area]]","v":374922.35819958698}]
[null,"ZNE-Ready-Humboldt-University Union","ZNE-Ready","Humboldt","University Union",63983,11.318119511342315,9.2785837416496195E-2,1.4473732683513576,2.2307130539233406,3.9976542838838016,6.0996001414997636,25.186246096417076,1611491.5839870537,{"$f":"CSU_data_summary[[#This Row],[Heating]]*CSU_data_summary[[#This Row],[Area]]","v":724167.2406942154},{"$f":"CSU_data_summary[[#This Row],[Cooling]]*CSU_data_summary[[#This Row],[Area]]","v":5936.7162354196762},{"$f":"CSU_data_summary[[#This Row],[Ventilation]]*CSU_data_summary[[#This Row],[Area]]","v":92607.283828924919},{"$f":"CSU_data_summary[[#This Row],[Water Heating]]*CSU_data_summary[[#This Row],[Area]]","v":142727.71332917712},{"$f":"CSU_data_summary[[#This Row],[Lighting]]*CSU_data_summary[[#This Row],[Area]]","v":255781.91404573727},{"$f":"CSU_data_summary[[#This Row],[Equipment]]*CSU_data_summary[[#This Row],[Area]]","v":390270.7158535794}]
[null,"ZNE-Ready-Long Beach-Administration","ZNE-Ready","Long Beach","Administration",176936,3.3817447567788013,5.026448471785832,3.0335646775156464,1.0316346131667444,6.0716894832012382,15.684773664710276,34.229855667158539,6056493.7423243634,{"$f":"CSU_data_summary[[#This Row],[Heating]]*CSU_data_summary[[#This Row],[Area]]","v":598352.39028541395},{"$f":"CSU_data_summary[[#This Row],[Cooling]]*CSU_data_summary[[#This Row],[Area]]","v":889359.68680389796},{"$f":"CSU_data_summary[[#This Row],[Ventilation]]*CSU_data_summary[[#This Row],[Area]]","v":536746.79978090839},{"$f":"CSU_data_summary[[#This Row],[Water Heating]]*CSU_data_summary[[#This Row],[Area]]","v":182533.30191527109},{"$f":"CSU_data_summary[[#This Row],[Lighting]]*CSU_data_summary[[#This Row],[Area]]","v":1074300.4503996943},{"$f":"CSU_data_summary[[#This Row],[Equipment]]*CSU_data_summary[[#This Row],[Area]]","v":2775201.1131391772}]
[null,"ZNE-Ready-Long Beach-Engineering","ZNE-Ready","Long Beach","Engineering",254299,5.4925230054809404,4.4179241489113963,2.7432809387228168,3.4314342218478404,6.3955841035615197,10.09745641017027,32.578202828694785,8284604.4011342553,{"$f":"CSU_data_summary[[#This Row],[Heating]]*CSU_data_summary[[#This Row],[Area]]","v":1396743.1077707976},{"$f":"CSU_data_summary[[#This Row],[Cooling]]*CSU_data_summary[[#This Row],[Area]]","v":1123473.6931440192},{"$f":"CSU_data_summary[[#This Row],[Ventilation]]*CSU_data_summary[[#This Row],[Area]]","v":697613.59943627357},{"$f":"CSU_data_summary[[#This Row],[Water Heating]]*CSU_data_summary[[#This Row],[Area]]","v":872610.29118168401},{"$f":"CSU_data_summary[[#This Row],[Lighting]]*CSU_data_summary[[#This Row],[Area]]","v":1626390.641951591},{"$f":"CSU_data_summary[[#This Row],[Equipment]]*CSU_data_summary[[#This Row],[Area]]","v":2567773.0676498897}]
[null,"ZNE-Ready-Long Beach-Industrial Arts","ZNE-Ready","Long Beach","Industrial Arts",136211,5.4925230054809404,4.4179241489113963,2.7432809387228168,3.4314342218478404,6.3955841035615197,10.09745641017027,32.578202828694785,4437509.5854993453,{"$f":"CSU_data_summary[[#This Row],[Heating]]*CSU_data_summary[[#This Row],[Area]]","v":748142.05109956441},{"$f":"CSU_data_summary[[#This Row],[Cooling]]*CSU_data_summary[[#This Row],[Area]]","v":601769.86624737026},{"$f":"CSU_data_summary[[#This Row],[Ventilation]]*CSU_data_summary[[#This Row],[Area]]","v":373665.0399443736},{"$f":"CSU_data_summary[[#This Row],[Water Heating]]*CSU_data_summary[[#This Row],[Area]]","v":467399.08679211617},{"$f":"CSU_data_summary[[#This Row],[Lighting]]*CSU_data_summary[[#This Row],[Area]]","v":871148.90633021819},{"$f":"CSU_data_summary[[#This Row],[Equipment]]*CSU_data_summary[[#This Row],[Area]]","v":1375384.6350857026}]
[null,"ZNE-Ready-Long Beach-Liberal Arts","ZNE-Ready","Long Beach","Liberal Arts",147057,5.4925230054809404,4.4179241489113963,2.7432809387228168,3.4314342218478404,6.3955841035615197,10.09745641017027,32.578202828694785,4790852.7733793687,{"$f":"CSU_data_summary[[#This Row],[Heating]]*CSU_data_summary[[#This Row],[Area]]","v":807713.95561701071},{"$f":"CSU_data_summary[[#This Row],[Cooling]]*CSU_data_summary[[#This Row],[Area]]","v":649686.67156646319},{"$f":"CSU_data_summary[[#This Row],[Ventilation]]*CSU_data_summary[[#This Row],[Area]]","v":403418.66500576126},{"$f":"CSU_data_summary[[#This Row],[Water Heating]]*CSU_data_summary[[#This Row],[Area]]","v":504616.42236227787},{"$f":"CSU_data_summary[[#This Row],[Lighting]]*CSU_data_summary[[#This Row],[Area]]","v":940515.4115174464},{"$f":"CSU_data_summary[[#This Row],[Equipment]]*CSU_data_summary[[#This Row],[Area]]","v":1484901.6473104095}]
[null,"ZNE-Ready-Long Beach-Library","ZNE-Ready","Long Beach","Library",406020,5.4925230054809404,4.4179241489113963,2.7432809387228168,3.4314342218478404,6.3955841035615197,10.09745641017027,32.578202828694785,13227401.912506657,{"$f":"CSU_data_summary[[#This Row],[Heating]]*CSU_data_summary[[#This Row],[Area]]","v":2230074.1906853714},{"$f":"CSU_data_summary[[#This Row],[Cooling]]*CSU_data_summary[[#This Row],[Area]]","v":1793765.5629410052},{"$f":"CSU_data_summary[[#This Row],[Ventilation]]*CSU_data_summary[[#This Row],[Area]]","v":1113826.926740238},{"$f":"CSU_data_summary[[#This Row],[Water Heating]]*CSU_data_summary[[#This Row],[Area]]","v":1393230.9227546602},{"$f":"CSU_data_summary[[#This Row],[Lighting]]*CSU_data_summary[[#This Row],[Area]]","v":2596735.0577280484},{"$f":"CSU_data_summary[[#This Row],[Equipment]]*CSU_data_summary[[#This Row],[Area]]","v":4099769.2516573332}]
[null,"ZNE-Ready-Long Beach-Recreation Center","ZNE-Ready","Long Beach","Recreation Center",109727,6.1124720970391317,4.9165816984487405,3.0529190638891568,3.8187452128902861,7.1174630198683602,10.09745641017027,35.115637502305944,3853133.5562155242,{"$f":"CSU_data_summary[[#This Row],[Heating]]*CSU_data_summary[[#This Row],[Area]]","v":670703.22579181276},{"$f":"CSU_data_summary[[#This Row],[Cooling]]*CSU_data_summary[[#This Row],[Area]]","v":539481.76002568495},{"$f":"CSU_data_summary[[#This Row],[Ventilation]]*CSU_data_summary[[#This Row],[Area]]","v":334987.65012336551},{"$f":"CSU_data_summary[[#This Row],[Water Heating]]*CSU_data_summary[[#This Row],[Area]]","v":419019.45597481244},{"$f":"CSU_data_summary[[#This Row],[Lighting]]*CSU_data_summary[[#This Row],[Area]]","v":780977.86478109553},{"$f":"CSU_data_summary[[#This Row],[Equipment]]*CSU_data_summary[[#This Row],[Area]]","v":1107963.5995187534}]
[null,"ZNE-Ready-Long Beach-Residence Hall","ZNE-Ready","Long Beach","Residence Hall",570771,0.85453748301375654,2.6288965601315426,1.8351633326239474,9.2692750865327689,4.2825752431640485,14.991420850990057,33.861868556456116,19327372.577837013,{"$f":"CSU_data_summary[[#This Row],[Heating]]*CSU_data_summary[[#This Row],[Area]]","v":487745.21371724486},{"$f":"CSU_data_summary[[#This Row],[Cooling]]*CSU_data_summary[[#This Row],[Area]]","v":1500497.9185228406},{"$f":"CSU_data_summary[[#This Row],[Ventilation]]*CSU_data_summary[[#This Row],[Area]]","v":1047458.0105251031},{"$f":"CSU_data_summary[[#This Row],[Water Heating]]*CSU_data_summary[[#This Row],[Area]]","v":5290633.4104153952},{"$f":"CSU_data_summary[[#This Row],[Lighting]]*CSU_data_summary[[#This Row],[Area]]","v":2444369.7541159871},{"$f":"CSU_data_summary[[#This Row],[Equipment]]*CSU_data_summary[[#This Row],[Area]]","v":8556668.270540446}]
[null,"ZNE-Ready-Long Beach-Science","ZNE-Ready","Long Beach","Science",450044,2.0285272461557793,3.4680978751589833,2.1558138482391249,5.5300397265273444,5.7646127830497642,105.64952403866158,124.59661551779257,56073959.234089442,{"$f":"CSU_data_summary[[#This Row],[Heating]]*CSU_data_summary[[#This Row],[Area]]","v":912926.51596893149},{"$f":"CSU_data_summary[[#This Row],[Cooling]]*CSU_data_summary[[#This Row],[Area]]","v":1560796.6401280495},{"$f":"CSU_data_summary[[#This Row],[Ventilation]]*CSU_data_summary[[#This Row],[Area]]","v":970211.08751692879},{"$f":"CSU_data_summary[[#This Row],[Water Heating]]*CSU_data_summary[[#This Row],[Area]]","v":2488761.1986852721},{"$f":"CSU_data_summary[[#This Row],[Lighting]]*CSU_data_summary[[#This Row],[Area]]","v":2594329.3953348482},{"$f":"CSU_data_summary[[#This Row],[Equipment]]*CSU_data_summary[[#This Row],[Area]]","v":47546934.396455415}]
[null,"ZNE-Ready-Long Beach-Theater Arts","ZNE-Ready","Long Beach","Theater Arts",224895,5.4925230054809404,4.4179241489113963,2.7432809387228168,3.4314342218478404,6.3955841035615197,10.09745641017027,32.578202828694785,7326674.9251593137,{"$f":"CSU_data_summary[[#This Row],[Heating]]*CSU_data_summary[[#This Row],[Area]]","v":1235240.9613176361},{"$f":"CSU_data_summary[[#This Row],[Cooling]]*CSU_data_summary[[#This Row],[Area]]","v":993569.05146942846},{"$f":"CSU_data_summary[[#This Row],[Ventilation]]*CSU_data_summary[[#This Row],[Area]]","v":616950.16671406792},{"$f":"CSU_data_summary[[#This Row],[Water Heating]]*CSU_data_summary[[#This Row],[Area]]","v":771712.39932247007},{"$f":"CSU_data_summary[[#This Row],[Lighting]]*CSU_data_summary[[#This Row],[Area]]","v":1438334.8869704679},{"$f":"CSU_data_summary[[#This Row],[Equipment]]*CSU_data_summary[[#This Row],[Area]]","v":2270867.4593652431}]
[null,"ZNE-Ready-Long Beach-University Union","ZNE-Ready","Long Beach","University Union",161300,5.4772041591022305,5.334231060671919,3.3063408420439817,4.228595808317853,7.5894904101444745,10.219221593282171,36.155083873562631,5831815.0288056526,{"$f":"CSU_data_summary[[#This Row],[Heating]]*CSU_data_summary[[#This Row],[Area]]","v":883473.03086318972},{"$f":"CSU_data_summary[[#This Row],[Cooling]]*CSU_data_summary[[#This Row],[Area]]","v":860411.47008638049},{"$f":"CSU_data_summary[[#This Row],[Ventilation]]*CSU_data_summary[[#This Row],[Area]]","v":533312.77782169427},{"$f":"CSU_data_summary[[#This Row],[Water Heating]]*CSU_data_summary[[#This Row],[Area]]","v":682072.50388166972},{"$f":"CSU_data_summary[[#This Row],[Lighting]]*CSU_data_summary[[#This Row],[Area]]","v":1224184.8031563037},{"$f":"CSU_data_summary[[#This Row],[Equipment]]*CSU_data_summary[[#This Row],[Area]]","v":1648360.4429964141}]
[null,"ZNE-Ready-Los Angeles-Administration","ZNE-Ready","Los Angeles","Administration",134893,2.1324823334613217,3.980767532756269,2.0484375680157649,0.66230969443013143,3.9561941062245216,9.866566619630559,22.646757854518569,3054889.1072695735,{"$f":"CSU_data_summary[[#This Row],[Heating]]*CSU_data_summary[[#This Row],[Area]]","v":287656.93940759805},{"$f":"CSU_data_summary[[#This Row],[Cooling]]*CSU_data_summary[[#This Row],[Area]]","v":536977.67479609139},{"$f":"CSU_data_summary[[#This Row],[Ventilation]]*CSU_data_summary[[#This Row],[Area]]","v":276319.88886235061},{"$f":"CSU_data_summary[[#This Row],[Water Heating]]*CSU_data_summary[[#This Row],[Area]]","v":89340.941610763723},{"$f":"CSU_data_summary[[#This Row],[Lighting]]*CSU_data_summary[[#This Row],[Area]]","v":533662.89157094434},{"$f":"CSU_data_summary[[#This Row],[Equipment]]*CSU_data_summary[[#This Row],[Area]]","v":1330930.771021825}]
[null,"ZNE-Ready-Los Angeles-Business Administration","ZNE-Ready","Los Angeles","Business Administration",176883,1.7267842888497225,4.2001003644608419,1.4650027129023278,0.78675109413601063,5.2356799982820021,7.4726685751463391,20.886987033777242,3694552.9274956197,{"$f":"CSU_data_summary[[#This Row],[Heating]]*CSU_data_summary[[#This Row],[Area]]","v":305438.78536460549},{"$f":"CSU_data_summary[[#This Row],[Cooling]]*CSU_data_summary[[#This Row],[Area]]","v":742926.3527669271},{"$f":"CSU_data_summary[[#This Row],[Ventilation]]*CSU_data_summary[[#This Row],[Area]]","v":259134.07486630243},{"$f":"CSU_data_summary[[#This Row],[Water Heating]]*CSU_data_summary[[#This Row],[Area]]","v":139162.89378405997},{"$f":"CSU_data_summary[[#This Row],[Lighting]]*CSU_data_summary[[#This Row],[Area]]","v":926102.78513611539},{"$f":"CSU_data_summary[[#This Row],[Equipment]]*CSU_data_summary[[#This Row],[Area]]","v":1321788.0355776099}]
[null,"ZNE-Ready-Los Angeles-Classroom","ZNE-Ready","Los Angeles","Classroom",302284,3.1736160365873589,3.7632739765376106,1.7362180978988981,2.0522907746654009,3.9294925752442085,6.4772530916647648,21.132144552598241,6387909.1839376064,{"$f":"CSU_data_summary[[#This Row],[Heating]]*CSU_data_summary[[#This Row],[Area]]","v":959333.35000377323},{"$f":"CSU_data_summary[[#This Row],[Cooling]]*CSU_data_summary[[#This Row],[Area]]","v":1137577.5107236952},{"$f":"CSU_data_summary[[#This Row],[Ventilation]]*CSU_data_summary[[#This Row],[Area]]","v":524830.95150527055},{"$f":"CSU_data_summary[[#This Row],[Water Heating]]*CSU_data_summary[[#This Row],[Area]]","v":620374.66452895605},{"$f":"CSU_data_summary[[#This Row],[Lighting]]*CSU_data_summary[[#This Row],[Area]]","v":1187822.7336151204},{"$f":"CSU_data_summary[[#This Row],[Equipment]]*CSU_data_summary[[#This Row],[Area]]","v":1957969.9735607917}]
[null,"ZNE-Ready-Los Angeles-Engineering","ZNE-Ready","Los Angeles","Engineering",201702,3.1736160365873589,3.7632739765376106,1.7362180978988981,2.0522907746654009,3.9294925752442085,6.4772530916647648,21.132144552598241,4262395.8205481702,{"$f":"CSU_data_summary[[#This Row],[Heating]]*CSU_data_summary[[#This Row],[Area]]","v":640124.70181174343},{"$f":"CSU_data_summary[[#This Row],[Cooling]]*CSU_data_summary[[#This Row],[Area]]","v":759059.88761558919},{"$f":"CSU_data_summary[[#This Row],[Ventilation]]*CSU_data_summary[[#This Row],[Area]]","v":350198.66278240352},{"$f":"CSU_data_summary[[#This Row],[Water Heating]]*CSU_data_summary[[#This Row],[Area]]","v":413951.15383156069},{"$f":"CSU_data_summary[[#This Row],[Lighting]]*CSU_data_summary[[#This Row],[Area]]","v":792586.51141190738},{"$f":"CSU_data_summary[[#This Row],[Equipment]]*CSU_data_summary[[#This Row],[Area]]","v":1306474.9030949664}]
[null,"ZNE-Ready-Los Angeles-Food Service","ZNE-Ready","Los Angeles","Food Service",115822,0.4466608378500711,2.9582210222768315,1.0950121597037692,4.634241517716525,2.9637712280382726,111.13241186451745,123.23031863010291,14272781.964375779,{"$f":"CSU_data_summary[[#This Row],[Heating]]*CSU_data_summary[[#This Row],[Area]]","v":51733.151561470935},{"$f":"CSU_data_summary[[#This Row],[Cooling]]*CSU_data_summary[[#This Row],[Area]]","v":342627.0752421472},{"$f":"CSU_data_summary[[#This Row],[Ventilation]]*CSU_data_summary[[#This Row],[Area]]","v":126826.49836120996},{"$f":"CSU_data_summary[[#This Row],[Water Heating]]*CSU_data_summary[[#This Row],[Area]]","v":536747.1210649634},{"$f":"CSU_data_summary[[#This Row],[Lighting]]*CSU_data_summary[[#This Row],[Area]]","v":343269.91117384884},{"$f":"CSU_data_summary[[#This Row],[Equipment]]*CSU_data_summary[[#This Row],[Area]]","v":12871578.206972141}]
[null,"ZNE-Ready-Los Angeles-Library","ZNE-Ready","Los Angeles","Library",347287,3.1736160365873589,3.7632739765376106,1.7362180978988981,2.0522907746654009,3.9294925752442085,6.4772530916647648,21.132144552598241,7338919.0852381857,{"$f":"CSU_data_summary[[#This Row],[Heating]]*CSU_data_summary[[#This Row],[Area]]","v":1102155.5924983141},{"$f":"CSU_data_summary[[#This Row],[Cooling]]*CSU_data_summary[[#This Row],[Area]]","v":1306936.1294898172},{"$f":"CSU_data_summary[[#This Row],[Ventilation]]*CSU_data_summary[[#This Row],[Area]]","v":602965.97456501459},{"$f":"CSU_data_summary[[#This Row],[Water Heating]]*CSU_data_summary[[#This Row],[Area]]","v":712733.90626122302},{"$f":"CSU_data_summary[[#This Row],[Lighting]]*CSU_data_summary[[#This Row],[Area]]","v":1364661.6879788355},{"$f":"CSU_data_summary[[#This Row],[Equipment]]*CSU_data_summary[[#This Row],[Area]]","v":2249465.794444981}]
[null,"ZNE-Ready-Los Angeles-Music","ZNE-Ready","Los Angeles","Music",79100,3.1736160365873589,3.7632739765376106,1.7362180978988981,2.0522907746654009,3.9294925752442085,6.4772530916647648,21.132144552598241,1671552.6341105208,{"$f":"CSU_data_summary[[#This Row],[Heating]]*CSU_data_summary[[#This Row],[Area]]","v":251033.0284940601},{"$f":"CSU_data_summary[[#This Row],[Cooling]]*CSU_data_summary[[#This Row],[Area]]","v":297674.971544125},{"$f":"CSU_data_summary[[#This Row],[Ventilation]]*CSU_data_summary[[#This Row],[Area]]","v":137334.85154380286},{"$f":"CSU_data_summary[[#This Row],[Water Heating]]*CSU_data_summary[[#This Row],[Area]]","v":162336.2002760332},{"$f":"CSU_data_summary[[#This Row],[Lighting]]*CSU_data_summary[[#This Row],[Area]]","v":310822.86270181689},{"$f":"CSU_data_summary[[#This Row],[Equipment]]*CSU_data_summary[[#This Row],[Area]]","v":512350.71955068287}]
[null,"ZNE-Ready-Los Angeles-Residence Hall","ZNE-Ready","Los Angeles","Residence Hall",216498,0.77423010498218237,2.7508429952133095,1.4610309895285194,6.1789174060653203,3.1043742653422539,9.5453485768411905,23.814744337972776,5155844.5196824297,{"$f":"CSU_data_summary[[#This Row],[Heating]]*CSU_data_summary[[#This Row],[Area]]","v":167619.26926843252},{"$f":"CSU_data_summary[[#This Row],[Cooling]]*CSU_data_summary[[#This Row],[Area]]","v":595552.00677769107},{"$f":"CSU_data_summary[[#This Row],[Ventilation]]*CSU_data_summary[[#This Row],[Area]]","v":316310.28717094538},{"$f":"CSU_data_summary[[#This Row],[Water Heating]]*CSU_data_summary[[#This Row],[Area]]","v":1337723.2605783297},{"$f":"CSU_data_summary[[#This Row],[Lighting]]*CSU_data_summary[[#This Row],[Area]]","v":672090.81969806727},{"$f":"CSU_data_summary[[#This Row],[Equipment]]*CSU_data_summary[[#This Row],[Area]]","v":2066548.8761889641}]
[null,"ZNE-Ready-Los Angeles-Science","ZNE-Ready","Los Angeles","Science",753981,1.1803416679487284,2.9749750206550529,1.3740092181607819,3.3307026451443456,3.5289237619060287,66.547061852026204,78.936014165841144,59516254.896775074,{"$f":"CSU_data_summary[[#This Row],[Heating]]*CSU_data_summary[[#This Row],[Area]]","v":889955.1911416502},{"$f":"CSU_data_summary[[#This Row],[Cooling]]*CSU_data_summary[[#This Row],[Area]]","v":2243074.6410485175},{"$f":"CSU_data_summary[[#This Row],[Ventilation]]*CSU_data_summary[[#This Row],[Area]]","v":1035976.8443180845},{"$f":"CSU_data_summary[[#This Row],[Water Heating]]*CSU_data_summary[[#This Row],[Area]]","v":2511286.511088579},{"$f":"CSU_data_summary[[#This Row],[Lighting]]*CSU_data_summary[[#This Row],[Area]]","v":2660741.4669256695},{"$f":"CSU_data_summary[[#This Row],[Equipment]]*CSU_data_summary[[#This Row],[Area]]","v":50175220.242252566}]
[null,"ZNE-Ready-Los Angeles-University Union","ZNE-Ready","Los Angeles","University Union",93138,3.4494127960634469,4.4358322876201699,2.1597678517123211,2.5104415379081626,4.7197112662350005,6.5021598737153123,23.777325613254412,2214572.5529672895,{"$f":"CSU_data_summary[[#This Row],[Heating]]*CSU_data_summary[[#This Row],[Area]]","v":321271.40899975732},{"$f":"CSU_data_summary[[#This Row],[Cooling]]*CSU_data_summary[[#This Row],[Area]]","v":413144.54760436737},{"$f":"CSU_data_summary[[#This Row],[Ventilation]]*CSU_data_summary[[#This Row],[Area]]","v":201156.45817278215},{"$f":"CSU_data_summary[[#This Row],[Water Heating]]*CSU_data_summary[[#This Row],[Area]]","v":233817.50395769044},{"$f":"CSU_data_summary[[#This Row],[Lighting]]*CSU_data_summary[[#This Row],[Area]]","v":439584.4679145955},{"$f":"CSU_data_summary[[#This Row],[Equipment]]*CSU_data_summary[[#This Row],[Area]]","v":605598.1663180968}]
[null,"ZNE-Ready-Maritime Academy-Administration","ZNE-Ready","Maritime Academy","Administration",8800,7.6346583056525574,1.8620485805143157,3.6115462097982269,1.3365025488328846,7.6480571217450066,20.287274526513137,42.380087293056128,372944.76817889395,{"$f":"CSU_data_summary[[#This Row],[Heating]]*CSU_data_summary[[#This Row],[Area]]","v":67184.993089742507},{"$f":"CSU_data_summary[[#This Row],[Cooling]]*CSU_data_summary[[#This Row],[Area]]","v":16386.027508525978},{"$f":"CSU_data_summary[[#This Row],[Ventilation]]*CSU_data_summary[[#This Row],[Area]]","v":31781.606646224398},{"$f":"CSU_data_summary[[#This Row],[Water Heating]]*CSU_data_summary[[#This Row],[Area]]","v":11761.222429729383},{"$f":"CSU_data_summary[[#This Row],[Lighting]]*CSU_data_summary[[#This Row],[Area]]","v":67302.90267135606},{"$f":"CSU_data_summary[[#This Row],[Equipment]]*CSU_data_summary[[#This Row],[Area]]","v":178528.01583331561}]
[null,"ZNE-Ready-Maritime Academy-Apartments","ZNE-Ready","Maritime Academy","Apartments",131906,3.3083059836403739,1.0327716278536436,2.112333872647453,12.437625944544354,5.7259544896553454,19.734194348388158,44.351186266729329,5850187.575699199,{"$f":"CSU_data_summary[[#This Row],[Heating]]*CSU_data_summary[[#This Row],[Area]]","v":436385.40907806717},{"$f":"CSU_data_summary[[#This Row],[Cooling]]*CSU_data_summary[[#This Row],[Area]]","v":136228.77434366272},{"$f":"CSU_data_summary[[#This Row],[Ventilation]]*CSU_data_summary[[#This Row],[Area]]","v":278629.51180543494},{"$f":"CSU_data_summary[[#This Row],[Water Heating]]*CSU_data_summary[[#This Row],[Area]]","v":1640597.4878410676},{"$f":"CSU_data_summary[[#This Row],[Lighting]]*CSU_data_summary[[#This Row],[Area]]","v":755287.75291247794},{"$f":"CSU_data_summary[[#This Row],[Equipment]]*CSU_data_summary[[#This Row],[Area]]","v":2603058.6397184883}]
[null,"ZNE-Ready-Maritime Academy-Classroom","ZNE-Ready","Maritime Academy","Classroom",31668,13.247786149480952,1.6071608471096952,3.6198046481927006,4.8765483804487921,8.6465790330378418,12.843886521979831,44.841765580249813,1420049.032395351,{"$f":"CSU_data_summary[[#This Row],[Heating]]*CSU_data_summary[[#This Row],[Area]]","v":419530.89178176277},{"$f":"CSU_data_summary[[#This Row],[Cooling]]*CSU_data_summary[[#This Row],[Area]]","v":50895.569706269831},{"$f":"CSU_data_summary[[#This Row],[Ventilation]]*CSU_data_summary[[#This Row],[Area]]","v":114631.97359896645},{"$f":"CSU_data_summary[[#This Row],[Water Heating]]*CSU_data_summary[[#This Row],[Area]]","v":154430.53411205235},{"$f":"CSU_data_summary[[#This Row],[Lighting]]*CSU_data_summary[[#This Row],[Area]]","v":273819.86481824238},{"$f":"CSU_data_summary[[#This Row],[Equipment]]*CSU_data_summary[[#This Row],[Area]]","v":406740.19837805728}]
[null,"ZNE-Ready-Maritime Academy-Education","ZNE-Ready","Maritime Academy","Education",20551,13.247786149480952,1.6071608471096952,3.6198046481927006,4.8765483804487921,8.6465790330378418,12.843886521979831,44.841765580249813,921543.12443971389,{"$f":"CSU_data_summary[[#This Row],[Heating]]*CSU_data_summary[[#This Row],[Area]]","v":272255.25315798301},{"$f":"CSU_data_summary[[#This Row],[Cooling]]*CSU_data_summary[[#This Row],[Area]]","v":33028.762568951344},{"$f":"CSU_data_summary[[#This Row],[Ventilation]]*CSU_data_summary[[#This Row],[Area]]","v":74390.60532500819},{"$f":"CSU_data_summary[[#This Row],[Water Heating]]*CSU_data_summary[[#This Row],[Area]]","v":100217.94576660312},{"$f":"CSU_data_summary[[#This Row],[Lighting]]*CSU_data_summary[[#This Row],[Area]]","v":177695.84570796069},{"$f":"CSU_data_summary[[#This Row],[Equipment]]*CSU_data_summary[[#This Row],[Area]]","v":263954.71191320749}]
[null,"ZNE-Ready-Maritime Academy-Engineering","ZNE-Ready","Maritime Academy","Engineering",50153,13.247786149480952,1.6071608471096952,3.6198046481927006,4.8765483804487921,8.6465790330378418,12.843886521979831,44.841765580249813,2248949.069146269,{"$f":"CSU_data_summary[[#This Row],[Heating]]*CSU_data_summary[[#This Row],[Area]]","v":664416.2187549182},{"$f":"CSU_data_summary[[#This Row],[Cooling]]*CSU_data_summary[[#This Row],[Area]]","v":80603.93796509254},{"$f":"CSU_data_summary[[#This Row],[Ventilation]]*CSU_data_summary[[#This Row],[Area]]","v":181544.06252080851},{"$f":"CSU_data_summary[[#This Row],[Water Heating]]*CSU_data_summary[[#This Row],[Area]]","v":244573.53092464828},{"$f":"CSU_data_summary[[#This Row],[Lighting]]*CSU_data_summary[[#This Row],[Area]]","v":433651.87824394688},{"$f":"CSU_data_summary[[#This Row],[Equipment]]*CSU_data_summary[[#This Row],[Area]]","v":644159.44073685445}]
[null,"ZNE-Ready-Maritime Academy-Faculty Office","ZNE-Ready","Maritime Academy","Faculty Office",9908,4.5895210764218177,1.4585085403303828,1.9174938960102159,1.1786127969386282,7.438600003291362,15.653063938596132,32.235800251588536,319392.30889273924,{"$f":"CSU_data_summary[[#This Row],[Heating]]*CSU_data_summary[[#This Row],[Area]]","v":45472.974825187368},{"$f":"CSU_data_summary[[#This Row],[Cooling]]*CSU_data_summary[[#This Row],[Area]]","v":14450.902617593432},{"$f":"CSU_data_summary[[#This Row],[Ventilation]]*CSU_data_summary[[#This Row],[Area]]","v":18998.529521669218},{"$f":"CSU_data_summary[[#This Row],[Water Heating]]*CSU_data_summary[[#This Row],[Area]]","v":11677.695592067928},{"$f":"CSU_data_summary[[#This Row],[Lighting]]*CSU_data_summary[[#This Row],[Area]]","v":73701.648832610808},{"$f":"CSU_data_summary[[#This Row],[Equipment]]*CSU_data_summary[[#This Row],[Area]]","v":155090.55750361047}]
[null,"ZNE-Ready-Maritime Academy-Food Service","ZNE-Ready","Maritime Academy","Food Service",35829,2.0656325949242671,1.3996208396961427,2.5292168772402253,12.199403128377943,6.9113215802414221,236.63567087565355,261.74086589613353,9377913.4841925688,{"$f":"CSU_data_summary[[#This Row],[Heating]]*CSU_data_summary[[#This Row],[Area]]","v":74009.550243541569},{"$f":"CSU_data_summary[[#This Row],[Cooling]]*CSU_data_summary[[#This Row],[Area]]","v":50147.015065473097},{"$f":"CSU_data_summary[[#This Row],[Ventilation]]*CSU_data_summary[[#This Row],[Area]]","v":90619.311494640031},{"$f":"CSU_data_summary[[#This Row],[Water Heating]]*CSU_data_summary[[#This Row],[Area]]","v":437092.4146866533},{"$f":"CSU_data_summary[[#This Row],[Lighting]]*CSU_data_summary[[#This Row],[Area]]","v":247625.7408984699},{"$f":"CSU_data_summary[[#This Row],[Equipment]]*CSU_data_summary[[#This Row],[Area]]","v":8478419.4518037904}]
[null,"ZNE-Ready-Maritime Academy-Library","ZNE-Ready","Maritime Academy","Library",10200,13.247786149480952,1.6071608471096952,3.6198046481927006,4.8765483804487921,8.6465790330378418,12.843886521979831,44.841765580249813,457386.00891854812,{"$f":"CSU_data_summary[[#This Row],[Heating]]*CSU_data_summary[[#This Row],[Area]]","v":135127.4187247057},{"$f":"CSU_data_summary[[#This Row],[Cooling]]*CSU_data_summary[[#This Row],[Area]]","v":16393.040640518891},{"$f":"CSU_data_summary[[#This Row],[Ventilation]]*CSU_data_summary[[#This Row],[Area]]","v":36922.007411565544},{"$f":"CSU_data_summary[[#This Row],[Water Heating]]*CSU_data_summary[[#This Row],[Area]]","v":49740.793480577682},{"$f":"CSU_data_summary[[#This Row],[Lighting]]*CSU_data_summary[[#This Row],[Area]]","v":88195.106136985982},{"$f":"CSU_data_summary[[#This Row],[Equipment]]*CSU_data_summary[[#This Row],[Area]]","v":131007.64252419428}]
[null,"ZNE-Ready-Maritime Academy-Little Theater","ZNE-Ready","Maritime Academy","Little Theater",15000,13.247786149480952,1.6071608471096952,3.6198046481927006,4.8765483804487921,8.6465790330378418,12.843886521979831,44.841765580249813,672626.48370374716,{"$f":"CSU_data_summary[[#This Row],[Heating]]*CSU_data_summary[[#This Row],[Area]]","v":198716.79224221429},{"$f":"CSU_data_summary[[#This Row],[Cooling]]*CSU_data_summary[[#This Row],[Area]]","v":24107.412706645428},{"$f":"CSU_data_summary[[#This Row],[Ventilation]]*CSU_data_summary[[#This Row],[Area]]","v":54297.069722890512},{"$f":"CSU_data_summary[[#This Row],[Water Heating]]*CSU_data_summary[[#This Row],[Area]]","v":73148.225706731886},{"$f":"CSU_data_summary[[#This Row],[Lighting]]*CSU_data_summary[[#This Row],[Area]]","v":129698.68549556762},{"$f":"CSU_data_summary[[#This Row],[Equipment]]*CSU_data_summary[[#This Row],[Area]]","v":192658.29782969746}]
[null,"ZNE-Ready-Maritime Academy-Residence Hall","ZNE-Ready","Maritime Academy","Residence Hall",28892,3.3083059836403739,1.0327716278536436,2.112333872647453,12.437625944544354,5.7259544896553454,19.734194348388158,44.351186266729329,1281394.4736183437,{"$f":"CSU_data_summary[[#This Row],[Heating]]*CSU_data_summary[[#This Row],[Area]]","v":95583.576479337687},{"$f":"CSU_data_summary[[#This Row],[Cooling]]*CSU_data_summary[[#This Row],[Area]]","v":29838.837871947471},{"$f":"CSU_data_summary[[#This Row],[Ventilation]]*CSU_data_summary[[#This Row],[Area]]","v":61029.550248530213},{"$f":"CSU_data_summary[[#This Row],[Water Heating]]*CSU_data_summary[[#This Row],[Area]]","v":359347.88878977549},{"$f":"CSU_data_summary[[#This Row],[Lighting]]*CSU_data_summary[[#This Row],[Area]]","v":165434.27711512224},{"$f":"CSU_data_summary[[#This Row],[Equipment]]*CSU_data_summary[[#This Row],[Area]]","v":570160.34311363066}]
[null,"ZNE-Ready-Monterey Bay-Administration","ZNE-Ready","Monterey Bay","Administration",183729,6.4855966579367461,1.5817991542278058,3.0679869472232348,1.1353509373977959,6.4969788722272215,17.233918611705672,36.001631180718476,6614543.6952022249,{"$f":"CSU_data_summary[[#This Row],[Heating]]*CSU_data_summary[[#This Row],[Area]]","v":1191592.1883660604},{"$f":"CSU_data_summary[[#This Row],[Cooling]]*CSU_data_summary[[#This Row],[Area]]","v":290622.37680712051},{"$f":"CSU_data_summary[[#This Row],[Ventilation]]*CSU_data_summary[[#This Row],[Area]]","v":563678.17382637772},{"$f":"CSU_data_summary[[#This Row],[Water Heating]]*CSU_data_summary[[#This Row],[Area]]","v":208596.89237715965},{"$f":"CSU_data_summary[[#This Row],[Lighting]]*CSU_data_summary[[#This Row],[Area]]","v":1193683.4312154353},{"$f":"CSU_data_summary[[#This Row],[Equipment]]*CSU_data_summary[[#This Row],[Area]]","v":3166370.6326100715}]
[null,"ZNE-Ready-Monterey Bay-Classroom","ZNE-Ready","Monterey Bay","Classroom",113279,11.25391525545038,1.3652735461735239,3.0750024413431598,4.1425987401543853,7.3452172755048961,10.910804932841234,38.09281219146758,4315115.6722372556,{"$f":"CSU_data_summary[[#This Row],[Heating]]*CSU_data_summary[[#This Row],[Area]]","v":1274832.2662221636},{"$f":"CSU_data_summary[[#This Row],[Cooling]]*CSU_data_summary[[#This Row],[Area]]","v":154656.8220369906},{"$f":"CSU_data_summary[[#This Row],[Ventilation]]*CSU_data_summary[[#This Row],[Area]]","v":348333.20155291178},{"$f":"CSU_data_summary[[#This Row],[Water Heating]]*CSU_data_summary[[#This Row],[Area]]","v":469269.44268594863},{"$f":"CSU_data_summary[[#This Row],[Lighting]]*CSU_data_summary[[#This Row],[Area]]","v":832058.86775191908},{"$f":"CSU_data_summary[[#This Row],[Equipment]]*CSU_data_summary[[#This Row],[Area]]","v":1235965.0719873221}]
[null,"ZNE-Ready-Monterey Bay-Faculty Office","ZNE-Ready","Monterey Bay","Faculty Office",52358,3.8987707587035727,1.2389942988981488,1.6288996187780271,1.0012245356373259,6.3190463003898794,13.297184379747053,27.384119892154008,1433777.7493133994,{"$f":"CSU_data_summary[[#This Row],[Heating]]*CSU_data_summary[[#This Row],[Area]]","v":204131.83938420165},{"$f":"CSU_data_summary[[#This Row],[Cooling]]*CSU_data_summary[[#This Row],[Area]]","v":64871.263501709276},{"$f":"CSU_data_summary[[#This Row],[Ventilation]]*CSU_data_summary[[#This Row],[Area]]","v":85285.926239979948},{"$f":"CSU_data_summary[[#This Row],[Water Heating]]*CSU_data_summary[[#This Row],[Area]]","v":52422.114236899113},{"$f":"CSU_data_summary[[#This Row],[Lighting]]*CSU_data_summary[[#This Row],[Area]]","v":330852.6261958133},{"$f":"CSU_data_summary[[#This Row],[Equipment]]*CSU_data_summary[[#This Row],[Area]]","v":696213.97975479625}]
[null,"ZNE-Ready-Monterey Bay-Food Service","ZNE-Ready","Monterey Bay","Food Service",14080,1.7547425592376833,1.1889695487211505,2.1485546398430895,10.363320137019311,5.8711264274332873,201.02058988592569,222.34730319818021,3130650.0290303775,{"$f":"CSU_data_summary[[#This Row],[Heating]]*CSU_data_summary[[#This Row],[Area]]","v":24706.775234066579},{"$f":"CSU_data_summary[[#This Row],[Cooling]]*CSU_data_summary[[#This Row],[Area]]","v":16740.691245993799},{"$f":"CSU_data_summary[[#This Row],[Ventilation]]*CSU_data_summary[[#This Row],[Area]]","v":30251.649328990701},{"$f":"CSU_data_summary[[#This Row],[Water Heating]]*CSU_data_summary[[#This Row],[Area]]","v":145915.5475292319},{"$f":"CSU_data_summary[[#This Row],[Lighting]]*CSU_data_summary[[#This Row],[Area]]","v":82665.460098260679},{"$f":"CSU_data_summary[[#This Row],[Equipment]]*CSU_data_summary[[#This Row],[Area]]","v":2830369.9055938339}]
[null,"ZNE-Ready-Monterey Bay-Library","ZNE-Ready","Monterey Bay","Library",136151,11.25391525545038,1.3652735461735239,3.0750024413431598,4.1425987401543853,7.3452172755048961,10.910804932841234,38.09281219146758,5186374.4726805026,{"$f":"CSU_data_summary[[#This Row],[Heating]]*CSU_data_summary[[#This Row],[Area]]","v":1532231.8159448246},{"$f":"CSU_data_summary[[#This Row],[Cooling]]*CSU_data_summary[[#This Row],[Area]]","v":185883.35858507146},{"$f":"CSU_data_summary[[#This Row],[Ventilation]]*CSU_data_summary[[#This Row],[Area]]","v":418664.65739131253},{"$f":"CSU_data_summary[[#This Row],[Water Heating]]*CSU_data_summary[[#This Row],[Area]]","v":564018.96107075969},{"$f":"CSU_data_summary[[#This Row],[Lighting]]*CSU_data_summary[[#This Row],[Area]]","v":1000058.6772772671},{"$f":"CSU_data_summary[[#This Row],[Equipment]]*CSU_data_summary[[#This Row],[Area]]","v":1485517.0024112668}]
[null,"ZNE-Ready-Monterey Bay-Residence Hall","ZNE-Ready","Monterey Bay","Residence Hall",379481,2.8072416998050445,0.87635170217720892,1.7924072805023841,10.553867257369584,4.8595226774880746,16.762677069013925,37.652067686356219,14288244.297686145,{"$f":"CSU_data_summary[[#This Row],[Heating]]*CSU_data_summary[[#This Row],[Area]]","v":1065294.8874837181},{"$f":"CSU_data_summary[[#This Row],[Cooling]]*CSU_data_summary[[#This Row],[Area]]","v":332558.8202939094},{"$f":"CSU_data_summary[[#This Row],[Ventilation]]*CSU_data_summary[[#This Row],[Area]]","v":680184.50721232523},{"$f":"CSU_data_summary[[#This Row],[Water Heating]]*CSU_data_summary[[#This Row],[Area]]","v":4004992.1006938671},{"$f":"CSU_data_summary[[#This Row],[Lighting]]*CSU_data_summary[[#This Row],[Area]]","v":1844096.525175852},{"$f":"CSU_data_summary[[#This Row],[Equipment]]*CSU_data_summary[[#This Row],[Area]]","v":6361117.4568264736}]
[null,"ZNE-Ready-Monterey Bay-Science","ZNE-Ready","Monterey Bay","Science",90525,5.3711731789373705,1.3849985529491722,3.1227915138010474,8.6274409576013831,8.3213506976645721,119.75668206947491,146.58443697042844,13269556.156748034,{"$f":"CSU_data_summary[[#This Row],[Heating]]*CSU_data_summary[[#This Row],[Area]]","v":486225.45202330546},{"$f":"CSU_data_summary[[#This Row],[Cooling]]*CSU_data_summary[[#This Row],[Area]]","v":125376.99400572381},{"$f":"CSU_data_summary[[#This Row],[Ventilation]]*CSU_data_summary[[#This Row],[Area]]","v":282690.70178683981},{"$f":"CSU_data_summary[[#This Row],[Water Heating]]*CSU_data_summary[[#This Row],[Area]]","v":780999.09268686525},{"$f":"CSU_data_summary[[#This Row],[Lighting]]*CSU_data_summary[[#This Row],[Area]]","v":753290.27190608543},{"$f":"CSU_data_summary[[#This Row],[Equipment]]*CSU_data_summary[[#This Row],[Area]]","v":10840973.644339215}]
[null,"ZNE-Ready-Monterey Bay-Student Health Center","ZNE-Ready","Monterey Bay","Student Health Center",12789,22.217941889064562,2.8921513058375203,7.7549075001750092,19.996427756826556,11.237006024681108,27.424830340199204,91.523264816783964,1170491.0337418502,{"$f":"CSU_data_summary[[#This Row],[Heating]]*CSU_data_summary[[#This Row],[Area]]","v":284145.25881924666},{"$f":"CSU_data_summary[[#This Row],[Cooling]]*CSU_data_summary[[#This Row],[Area]]","v":36987.723050356049},{"$f":"CSU_data_summary[[#This Row],[Ventilation]]*CSU_data_summary[[#This Row],[Area]]","v":99177.512019738191},{"$f":"CSU_data_summary[[#This Row],[Water Heating]]*CSU_data_summary[[#This Row],[Area]]","v":255734.31458205482},{"$f":"CSU_data_summary[[#This Row],[Lighting]]*CSU_data_summary[[#This Row],[Area]]","v":143710.07004964669},{"$f":"CSU_data_summary[[#This Row],[Equipment]]*CSU_data_summary[[#This Row],[Area]]","v":350736.15522080765}]
[null,"ZNE-Ready-Monterey Bay-Student Services","ZNE-Ready","Monterey Bay","Student Services",79139,6.4855966579367443,1.5817991542278054,3.067986947223234,1.1353509373977957,6.4969788722272197,17.233918611705672,36.001631180718476,2849133.0900108796,{"$f":"CSU_data_summary[[#This Row],[Heating]]*CSU_data_summary[[#This Row],[Area]]","v":513263.63391245599},{"$f":"CSU_data_summary[[#This Row],[Cooling]]*CSU_data_summary[[#This Row],[Area]]","v":125182.00326643429},{"$f":"CSU_data_summary[[#This Row],[Ventilation]]*CSU_data_summary[[#This Row],[Area]]","v":242797.41901629951},{"$f":"CSU_data_summary[[#This Row],[Water Heating]]*CSU_data_summary[[#This Row],[Area]]","v":89850.537834724149},{"$f":"CSU_data_summary[[#This Row],[Lighting]]*CSU_data_summary[[#This Row],[Area]]","v":514164.41096918995},{"$f":"CSU_data_summary[[#This Row],[Equipment]]*CSU_data_summary[[#This Row],[Area]]","v":1363875.0850117751}]
[null,"ZNE-Ready-Monterey Bay-Theater Arts","ZNE-Ready","Monterey Bay","Theater Arts",30497,11.253915255450391,1.3652735461735253,3.0750024413431629,4.1425987401543889,7.3452172755049032,10.910804932841234,38.092812191467608,1161716.4934031877,{"$f":"CSU_data_summary[[#This Row],[Heating]]*CSU_data_summary[[#This Row],[Area]]","v":343210.65354547056},{"$f":"CSU_data_summary[[#This Row],[Cooling]]*CSU_data_summary[[#This Row],[Area]]","v":41636.747337654},{"$f":"CSU_data_summary[[#This Row],[Ventilation]]*CSU_data_summary[[#This Row],[Area]]","v":93778.34945364244},{"$f":"CSU_data_summary[[#This Row],[Water Heating]]*CSU_data_summary[[#This Row],[Area]]","v":126336.83377848839},{"$f":"CSU_data_summary[[#This Row],[Lighting]]*CSU_data_summary[[#This Row],[Area]]","v":224007.09125107303},{"$f":"CSU_data_summary[[#This Row],[Equipment]]*CSU_data_summary[[#This Row],[Area]]","v":332746.8180368591}]
[null,"ZNE-Ready-Northridge-Administration","ZNE-Ready","Northridge","Administration",216368,2.5591772828043751,4.7772915527132751,2.4583157417299524,0.79483327836790385,4.7478011536820981,12.049198049776626,27.386617059074233,5925587.5598377734,{"$f":"CSU_data_summary[[#This Row],[Heating]]*CSU_data_summary[[#This Row],[Area]]","v":553724.07032581698},{"$f":"CSU_data_summary[[#This Row],[Cooling]]*CSU_data_summary[[#This Row],[Area]]","v":1033653.0186774659},{"$f":"CSU_data_summary[[#This Row],[Ventilation]]*CSU_data_summary[[#This Row],[Area]]","v":531900.86040662637},{"$f":"CSU_data_summary[[#This Row],[Water Heating]]*CSU_data_summary[[#This Row],[Area]]","v":171976.48677390662},{"$f":"CSU_data_summary[[#This Row],[Lighting]]*CSU_data_summary[[#This Row],[Area]]","v":1027272.2400198882},{"$f":"CSU_data_summary[[#This Row],[Equipment]]*CSU_data_summary[[#This Row],[Area]]","v":2607060.883634069}]
[null,"ZNE-Ready-Northridge-Classroom","ZNE-Ready","Northridge","Classroom",319303,3.5921537362661247,4.2595759914135858,1.9651912063208763,2.3229476688825299,4.4477155626463034,7.9101179091738629,24.497702074703284,7822189.7655589823,{"$f":"CSU_data_summary[[#This Row],[Heating]]*CSU_data_summary[[#This Row],[Area]]","v":1146985.4644509824},{"$f":"CSU_data_summary[[#This Row],[Cooling]]*CSU_data_summary[[#This Row],[Area]]","v":1360095.3927863322},{"$f":"CSU_data_summary[[#This Row],[Ventilation]]*CSU_data_summary[[#This Row],[Area]]","v":627491.4477518748},{"$f":"CSU_data_summary[[#This Row],[Water Heating]]*CSU_data_summary[[#This Row],[Area]]","v":741724.15951719845},{"$f":"CSU_data_summary[[#This Row],[Lighting]]*CSU_data_summary[[#This Row],[Area]]","v":1420168.9222996526},{"$f":"CSU_data_summary[[#This Row],[Equipment]]*CSU_data_summary[[#This Row],[Area]]","v":2525724.3787529417}]
[null,"ZNE-Ready-Northridge-Engineering","ZNE-Ready","Northridge","Engineering",237540,3.5921537362661247,4.2595759914135858,1.9651912063208763,2.3229476688825299,4.4477155626463034,7.9101179091738629,24.497702074703284,5819184.1508250181,{"$f":"CSU_data_summary[[#This Row],[Heating]]*CSU_data_summary[[#This Row],[Area]]","v":853280.19851265522},{"$f":"CSU_data_summary[[#This Row],[Cooling]]*CSU_data_summary[[#This Row],[Area]]","v":1011819.6810003832},{"$f":"CSU_data_summary[[#This Row],[Ventilation]]*CSU_data_summary[[#This Row],[Area]]","v":466811.51914946095},{"$f":"CSU_data_summary[[#This Row],[Water Heating]]*CSU_data_summary[[#This Row],[Area]]","v":551792.9892663561},{"$f":"CSU_data_summary[[#This Row],[Lighting]]*CSU_data_summary[[#This Row],[Area]]","v":1056510.354751003},{"$f":"CSU_data_summary[[#This Row],[Equipment]]*CSU_data_summary[[#This Row],[Area]]","v":1878969.4081451595}]
[null,"ZNE-Ready-Northridge-Faculty Office","ZNE-Ready","Northridge","Faculty Office",147532,1.606042869657091,3.9064180081693638,1.3625657682190324,0.7317393336800383,4.8695871182893589,9.1257341173916657,21.602087215406549,3186999.1310633589,{"$f":"CSU_data_summary[[#This Row],[Heating]]*CSU_data_summary[[#This Row],[Area]]","v":236942.71664624996},{"$f":"CSU_data_summary[[#This Row],[Cooling]]*CSU_data_summary[[#This Row],[Area]]","v":576321.66158124257},{"$f":"CSU_data_summary[[#This Row],[Ventilation]]*CSU_data_summary[[#This Row],[Area]]","v":201022.0529168903},{"$f":"CSU_data_summary[[#This Row],[Water Heating]]*CSU_data_summary[[#This Row],[Area]]","v":107954.96737648342},{"$f":"CSU_data_summary[[#This Row],[Lighting]]*CSU_data_summary[[#This Row],[Area]]","v":718419.92673546565},{"$f":"CSU_data_summary[[#This Row],[Equipment]]*CSU_data_summary[[#This Row],[Area]]","v":1346337.8058070273}]
[null,"ZNE-Ready-Northridge-Library","ZNE-Ready","Northridge","Library",301613,3.5921537362661247,4.2595759914135858,1.9651912063208763,2.3229476688825299,4.4477155626463034,7.9101179091738629,24.497702074703284,7388825.4158574818,{"$f":"CSU_data_summary[[#This Row],[Heating]]*CSU_data_summary[[#This Row],[Area]]","v":1083440.2648564347},{"$f":"CSU_data_summary[[#This Row],[Cooling]]*CSU_data_summary[[#This Row],[Area]]","v":1284743.4934982259},{"$f":"CSU_data_summary[[#This Row],[Ventilation]]*CSU_data_summary[[#This Row],[Area]]","v":592727.21531205846},{"$f":"CSU_data_summary[[#This Row],[Water Heating]]*CSU_data_summary[[#This Row],[Area]]","v":700631.21525466652},{"$f":"CSU_data_summary[[#This Row],[Lighting]]*CSU_data_summary[[#This Row],[Area]]","v":1341488.8339964396},{"$f":"CSU_data_summary[[#This Row],[Equipment]]*CSU_data_summary[[#This Row],[Area]]","v":2385794.3929396565}]
[null,"ZNE-Ready-Northridge-Military Science","ZNE-Ready","Northridge","Military Science",176246,3.5921537362661247,4.2595759914135858,1.9651912063208763,2.3229476688825299,4.4477155626463034,7.9101179091738629,24.497702074703284,4317621.9998581549,{"$f":"CSU_data_summary[[#This Row],[Heating]]*CSU_data_summary[[#This Row],[Area]]","v":633102.72740195936},{"$f":"CSU_data_summary[[#This Row],[Cooling]]*CSU_data_summary[[#This Row],[Area]]","v":750733.23018267879},{"$f":"CSU_data_summary[[#This Row],[Ventilation]]*CSU_data_summary[[#This Row],[Area]]","v":346357.08934922918},{"$f":"CSU_data_summary[[#This Row],[Water Heating]]*CSU_data_summary[[#This Row],[Area]]","v":409410.23484987038},{"$f":"CSU_data_summary[[#This Row],[Lighting]]*CSU_data_summary[[#This Row],[Area]]","v":783892.07705416041},{"$f":"CSU_data_summary[[#This Row],[Equipment]]*CSU_data_summary[[#This Row],[Area]]","v":1394126.6410202566}]
[null,"ZNE-Ready-Northridge-Performing Arts","ZNE-Ready","Northridge","Performing Arts",166000,3.5921537362661247,4.2595759914135858,1.9651912063208763,2.3229476688825299,4.4477155626463034,7.9101179091738629,24.497702074703284,4066618.5444007451,{"$f":"CSU_data_summary[[#This Row],[Heating]]*CSU_data_summary[[#This Row],[Area]]","v":596297.52022017667},{"$f":"CSU_data_summary[[#This Row],[Cooling]]*CSU_data_summary[[#This Row],[Area]]","v":707089.61457465519},{"$f":"CSU_data_summary[[#This Row],[Ventilation]]*CSU_data_summary[[#This Row],[Area]]","v":326221.74024926545},{"$f":"CSU_data_summary[[#This Row],[Water Heating]]*CSU_data_summary[[#This Row],[Area]]","v":385609.31303449994},{"$f":"CSU_data_summary[[#This Row],[Lighting]]*CSU_data_summary[[#This Row],[Area]]","v":738320.78339928633},{"$f":"CSU_data_summary[[#This Row],[Equipment]]*CSU_data_summary[[#This Row],[Area]]","v":1313079.5729228612}]
[null,"ZNE-Ready-Northridge-Residence Hall","ZNE-Ready","Northridge","Residence Hall",1134663,0.94550133097656763,3.3593704204276693,1.7842327963067486,7.5457859282848343,3.7911080708984497,11.656921793613703,29.082920340507975,32999313.642321799,{"$f":"CSU_data_summary[[#This Row],[Heating]]*CSU_data_summary[[#This Row],[Area]]","v":1072825.3767098652},{"$f":"CSU_data_summary[[#This Row],[Cooling]]*CSU_data_summary[[#This Row],[Area]]","v":3811753.3193537206},{"$f":"CSU_data_summary[[#This Row],[Ventilation]]*CSU_data_summary[[#This Row],[Area]]","v":2024502.9373558043},{"$f":"CSU_data_summary[[#This Row],[Water Heating]]*CSU_data_summary[[#This Row],[Area]]","v":8561924.0987454541},{"$f":"CSU_data_summary[[#This Row],[Lighting]]*CSU_data_summary[[#This Row],[Area]]","v":4301630.0570498472},{"$f":"CSU_data_summary[[#This Row],[Equipment]]*CSU_data_summary[[#This Row],[Area]]","v":13226677.853107106}]
[null,"ZNE-Ready-Northridge-Science","ZNE-Ready","Northridge","Science",330297,1.441450817878372,3.6330837867847152,1.6779605135284552,4.067503657899775,4.3095742368139671,81.268262689318604,96.397835702223887,31839915.938937444,{"$f":"CSU_data_summary[[#This Row],[Heating]]*CSU_data_summary[[#This Row],[Area]]","v":476106.88079277263},{"$f":"CSU_data_summary[[#This Row],[Cooling]]*CSU_data_summary[[#This Row],[Area]]","v":1199996.675523631},{"$f":"CSU_data_summary[[#This Row],[Ventilation]]*CSU_data_summary[[#This Row],[Area]]","v":554225.32373690815},{"$f":"CSU_data_summary[[#This Row],[Water Heating]]*CSU_data_summary[[#This Row],[Area]]","v":1343484.255693322},{"$f":"CSU_data_summary[[#This Row],[Lighting]]*CSU_data_summary[[#This Row],[Area]]","v":1423439.4416969428},{"$f":"CSU_data_summary[[#This Row],[Equipment]]*CSU_data_summary[[#This Row],[Area]]","v":26842663.361493867}]
[null,"ZNE-Ready-Northridge-University Union","ZNE-Ready","Northridge","University Union",260782,4.2124742615641999,5.4171044305106451,2.637540655231168,3.0657885816590063,5.7637816655979677,7.9405344422272739,29.037224036790263,7572385.3587622382,{"$f":"CSU_data_summary[[#This Row],[Heating]]*CSU_data_summary[[#This Row],[Area]]","v":1098537.4628792352},{"$f":"CSU_data_summary[[#This Row],[Cooling]]*CSU_data_summary[[#This Row],[Area]]","v":1412683.3275974269},{"$f":"CSU_data_summary[[#This Row],[Ventilation]]*CSU_data_summary[[#This Row],[Area]]","v":687823.1271524945},{"$f":"CSU_data_summary[[#This Row],[Water Heating]]*CSU_data_summary[[#This Row],[Area]]","v":799502.47790219903},{"$f":"CSU_data_summary[[#This Row],[Lighting]]*CSU_data_summary[[#This Row],[Area]]","v":1503090.5103179691},{"$f":"CSU_data_summary[[#This Row],[Equipment]]*CSU_data_summary[[#This Row],[Area]]","v":2070748.4529129129}]
[null,"ZNE-Ready-Office of the Chancellor​​​-Commercial Office Building","ZNE-Ready","Office of the Chancellor​​​","Commercial Office Building",170000,4.5826235342355286,6.2425186657789231,4.2407330975264097,1.2092941462846456,6.8201474002021252,18.292855146161852,41.388171990189477,7035989.238332211,{"$f":"CSU_data_summary[[#This Row],[Heating]]*CSU_data_summary[[#This Row],[Area]]","v":779046.00082003989},{"$f":"CSU_data_summary[[#This Row],[Cooling]]*CSU_data_summary[[#This Row],[Area]]","v":1061228.1731824169},{"$f":"CSU_data_summary[[#This Row],[Ventilation]]*CSU_data_summary[[#This Row],[Area]]","v":720924.62657948968},{"$f":"CSU_data_summary[[#This Row],[Water Heating]]*CSU_data_summary[[#This Row],[Area]]","v":205580.00486838975},{"$f":"CSU_data_summary[[#This Row],[Lighting]]*CSU_data_summary[[#This Row],[Area]]","v":1159425.0580343613},{"$f":"CSU_data_summary[[#This Row],[Equipment]]*CSU_data_summary[[#This Row],[Area]]","v":3109785.374847515}]
[null,"ZNE-Ready-Pomona-Business Administration","ZNE-Ready","Pomona","Business Administration",118884,1.5983437886925285,3.8876913420918009,1.3560338727340142,0.72823150678363646,4.8462431925473872,8.9960396631386246,21.412583365987992,2545613.5608821162,{"$f":"CSU_data_summary[[#This Row],[Heating]]*CSU_data_summary[[#This Row],[Area]]","v":190017.50297492257},{"$f":"CSU_data_summary[[#This Row],[Cooling]]*CSU_data_summary[[#This Row],[Area]]","v":462184.29751324165},{"$f":"CSU_data_summary[[#This Row],[Ventilation]]*CSU_data_summary[[#This Row],[Area]]","v":161210.73092611055},{"$f":"CSU_data_summary[[#This Row],[Water Heating]]*CSU_data_summary[[#This Row],[Area]]","v":86575.074452465837},{"$f":"CSU_data_summary[[#This Row],[Lighting]]*CSU_data_summary[[#This Row],[Area]]","v":576140.77570280363},{"$f":"CSU_data_summary[[#This Row],[Equipment]]*CSU_data_summary[[#This Row],[Area]]","v":1069485.1793125723}]
[null,"ZNE-Ready-Pomona-Classroom","ZNE-Ready","Pomona","Classroom",321762,3.5411022359237934,4.1990391210150824,1.9372620120524484,2.2899340585473431,4.3845048625371659,7.7976997286625158,24.149542018738348,7770404.9390332885,{"$f":"CSU_data_summary[[#This Row],[Heating]]*CSU_data_summary[[#This Row],[Area]]","v":1139392.1376353116},{"$f":"CSU_data_summary[[#This Row],[Cooling]]*CSU_data_summary[[#This Row],[Area]]","v":1351091.2256560549},{"$f":"CSU_data_summary[[#This Row],[Ventilation]]*CSU_data_summary[[#This Row],[Area]]","v":623337.29952201992},{"$f":"CSU_data_summary[[#This Row],[Water Heating]]*CSU_data_summary[[#This Row],[Area]]","v":736813.7625463102},{"$f":"CSU_data_summary[[#This Row],[Lighting]]*CSU_data_summary[[#This Row],[Area]]","v":1410767.0535796836},{"$f":"CSU_data_summary[[#This Row],[Equipment]]*CSU_data_summary[[#This Row],[Area]]","v":2509003.4600939085}]
[null,"ZNE-Ready-Pomona-Commercial Office Building","ZNE-Ready","Pomona","Commercial Office Building",447120,3.7636298973828004,6.4389276242527567,3.7295679594450912,1.0111492630366616,5.7853355369115951,13.483678624407352,34.21228890543626,15296998.61539866,{"$f":"CSU_data_summary[[#This Row],[Heating]]*CSU_data_summary[[#This Row],[Area]]","v":1682794.1997177978},{"$f":"CSU_data_summary[[#This Row],[Cooling]]*CSU_data_summary[[#This Row],[Area]]","v":2878973.3193558925},{"$f":"CSU_data_summary[[#This Row],[Ventilation]]*CSU_data_summary[[#This Row],[Area]]","v":1667564.4260270891},{"$f":"CSU_data_summary[[#This Row],[Water Heating]]*CSU_data_summary[[#This Row],[Area]]","v":452105.05848895217},{"$f":"CSU_data_summary[[#This Row],[Lighting]]*CSU_data_summary[[#This Row],[Area]]","v":2586739.2252639122},{"$f":"CSU_data_summary[[#This Row],[Equipment]]*CSU_data_summary[[#This Row],[Area]]","v":6028822.3865450155}]
[null,"ZNE-Ready-Pomona-Engineering","ZNE-Ready","Pomona","Engineering",307305,3.5411022359237934,4.1990391210150824,1.9372620120524484,2.2899340585473431,4.3845048625371659,7.7976997286625158,24.149542018738348,7421275.0100683877,{"$f":"CSU_data_summary[[#This Row],[Heating]]*CSU_data_summary[[#This Row],[Area]]","v":1088198.4226105614},{"$f":"CSU_data_summary[[#This Row],[Cooling]]*CSU_data_summary[[#This Row],[Area]]","v":1290385.7170835398},{"$f":"CSU_data_summary[[#This Row],[Ventilation]]*CSU_data_summary[[#This Row],[Area]]","v":595330.30261377769},{"$f":"CSU_data_summary[[#This Row],[Water Heating]]*CSU_data_summary[[#This Row],[Area]]","v":703708.18586189125},{"$f":"CSU_data_summary[[#This Row],[Lighting]]*CSU_data_summary[[#This Row],[Area]]","v":1347380.2667819837},{"$f":"CSU_data_summary[[#This Row],[Equipment]]*CSU_data_summary[[#This Row],[Area]]","v":2396272.1151166344}]
[null,"ZNE-Ready-Pomona-Library","ZNE-Ready","Pomona","Library",319751,3.5411022359237934,4.1990391210150824,1.9372620120524484,2.2899340585473431,4.3845048625371659,7.7976997286625158,24.149542018738348,7721840.2100336058,{"$f":"CSU_data_summary[[#This Row],[Heating]]*CSU_data_summary[[#This Row],[Area]]","v":1132270.9810388689},{"$f":"CSU_data_summary[[#This Row],[Cooling]]*CSU_data_summary[[#This Row],[Area]]","v":1342646.9579836936},{"$f":"CSU_data_summary[[#This Row],[Ventilation]]*CSU_data_summary[[#This Row],[Area]]","v":619441.46561578242},{"$f":"CSU_data_summary[[#This Row],[Water Heating]]*CSU_data_summary[[#This Row],[Area]]","v":732208.70515457145},{"$f":"CSU_data_summary[[#This Row],[Lighting]]*CSU_data_summary[[#This Row],[Area]]","v":1401949.8143011213},{"$f":"CSU_data_summary[[#This Row],[Equipment]]*CSU_data_summary[[#This Row],[Area]]","v":2493322.2859395682}]
[null,"ZNE-Ready-Pomona-Music","ZNE-Ready","Pomona","Music",89227,3.5411022359237934,4.1990391210150824,1.9372620120524484,2.2899340585473431,4.3845048625371659,7.7976997286625158,24.149542018738348,2154791.1857059668,{"$f":"CSU_data_summary[[#This Row],[Heating]]*CSU_data_summary[[#This Row],[Area]]","v":315961.92920477228},{"$f":"CSU_data_summary[[#This Row],[Cooling]]*CSU_data_summary[[#This Row],[Area]]","v":374667.66365081276},{"$f":"CSU_data_summary[[#This Row],[Ventilation]]*CSU_data_summary[[#This Row],[Area]]","v":172856.07754940382},{"$f":"CSU_data_summary[[#This Row],[Water Heating]]*CSU_data_summary[[#This Row],[Area]]","v":204323.94624200379},{"$f":"CSU_data_summary[[#This Row],[Lighting]]*CSU_data_summary[[#This Row],[Area]]","v":391216.21536960371},{"$f":"CSU_data_summary[[#This Row],[Equipment]]*CSU_data_summary[[#This Row],[Area]]","v":695765.35368937033}]
[null,"ZNE-Ready-Pomona-Recreation Center","ZNE-Ready","Pomona","Recreation Center",119382,4.3399048326992373,5.146259260496171,2.3742699894451742,2.8064978713215742,5.3735624035023939,7.7976997286625149,27.838194086127068,3323379.2863900214,{"$f":"CSU_data_summary[[#This Row],[Heating]]*CSU_data_summary[[#This Row],[Area]]","v":518106.51873730036},{"$f":"CSU_data_summary[[#This Row],[Cooling]]*CSU_data_summary[[#This Row],[Area]]","v":614370.72303655394},{"$f":"CSU_data_summary[[#This Row],[Ventilation]]*CSU_data_summary[[#This Row],[Area]]","v":283445.09987994377},{"$f":"CSU_data_summary[[#This Row],[Water Heating]]*CSU_data_summary[[#This Row],[Area]]","v":335045.32887411217},{"$f":"CSU_data_summary[[#This Row],[Lighting]]*CSU_data_summary[[#This Row],[Area]]","v":641506.62685492274},{"$f":"CSU_data_summary[[#This Row],[Equipment]]*CSU_data_summary[[#This Row],[Area]]","v":930904.98900718836}]
[null,"ZNE-Ready-Pomona-Residence Hall","ZNE-Ready","Pomona","Residence Hall",928674,0.9320639156914966,3.3116272243508895,1.7588753734626641,7.4385456147615523,3.7372290419957306,11.491254232971993,28.669595403234329,26624707.841503236,{"$f":"CSU_data_summary[[#This Row],[Heating]]*CSU_data_summary[[#This Row],[Area]]","v":865583.52484088496},{"$f":"CSU_data_summary[[#This Row],[Cooling]]*CSU_data_summary[[#This Row],[Area]]","v":3075422.100946838},{"$f":"CSU_data_summary[[#This Row],[Ventilation]]*CSU_data_summary[[#This Row],[Area]]","v":1633421.8285750661},{"$f":"CSU_data_summary[[#This Row],[Water Heating]]*CSU_data_summary[[#This Row],[Area]]","v":6907983.9102430698},{"$f":"CSU_data_summary[[#This Row],[Lighting]]*CSU_data_summary[[#This Row],[Area]]","v":3470667.443346343},{"$f":"CSU_data_summary[[#This Row],[Equipment]]*CSU_data_summary[[#This Row],[Area]]","v":10671629.033551034}]
[null,"ZNE-Ready-Pomona-Science","ZNE-Ready","Pomona","Science",325713,1.4209649945185938,3.5814505907129317,1.6541134267888453,4.0096965094230521,4.2483267939763634,80.113282405869739,95.027834721289523,30951801.130575374,{"$f":"CSU_data_summary[[#This Row],[Heating]]*CSU_data_summary[[#This Row],[Area]]","v":462826.77125963476},{"$f":"CSU_data_summary[[#This Row],[Cooling]]*CSU_data_summary[[#This Row],[Area]]","v":1166525.0162528811},{"$f":"CSU_data_summary[[#This Row],[Ventilation]]*CSU_data_summary[[#This Row],[Area]]","v":538766.24657967512},{"$f":"CSU_data_summary[[#This Row],[Water Heating]]*CSU_data_summary[[#This Row],[Area]]","v":1306010.2791737106},{"$f":"CSU_data_summary[[#This Row],[Lighting]]*CSU_data_summary[[#This Row],[Area]]","v":1383735.2650464233},{"$f":"CSU_data_summary[[#This Row],[Equipment]]*CSU_data_summary[[#This Row],[Area]]","v":26093937.552263051}]
[null,"ZNE-Ready-Pomona-University Union","ZNE-Ready","Pomona","University Union",129931,4.1526067984778772,5.3401168266960815,2.6000560658874465,3.0222177552642617,5.6818671031159438,7.8276839835447793,28.624548532986392,3719216.2154394547,{"$f":"CSU_data_summary[[#This Row],[Heating]]*CSU_data_summary[[#This Row],[Area]]","v":539552.35393302911},{"$f":"CSU_data_summary[[#This Row],[Cooling]]*CSU_data_summary[[#This Row],[Area]]","v":693846.71940944856},{"$f":"CSU_data_summary[[#This Row],[Ventilation]]*CSU_data_summary[[#This Row],[Area]]","v":337827.8846968218},{"$f":"CSU_data_summary[[#This Row],[Water Heating]]*CSU_data_summary[[#This Row],[Area]]","v":392679.77515924082},{"$f":"CSU_data_summary[[#This Row],[Lighting]]*CSU_data_summary[[#This Row],[Area]]","v":738250.67457495769},{"$f":"CSU_data_summary[[#This Row],[Equipment]]*CSU_data_summary[[#This Row],[Area]]","v":1017058.8076659567}]
[null,"ZNE-Ready-Sacramento-Classroom","ZNE-Ready","Sacramento","Classroom",648614,10.750844569598557,4.5966466827226995,2.6640562776814845,3.3348395782941274,6.1254948593826004,10.343497098474812,37.815379066154279,24527584.27761459,{"$f":"CSU_data_summary[[#This Row],[Heating]]*CSU_data_summary[[#This Row],[Area]]","v":6973148.2996655991},{"$f":"CSU_data_summary[[#This Row],[Cooling]]*CSU_data_summary[[#This Row],[Area]]","v":2981449.3914675009},{"$f":"CSU_data_summary[[#This Row],[Ventilation]]*CSU_data_summary[[#This Row],[Area]]","v":1727944.1984920984},{"$f":"CSU_data_summary[[#This Row],[Water Heating]]*CSU_data_summary[[#This Row],[Area]]","v":2163023.6382356673},{"$f":"CSU_data_summary[[#This Row],[Lighting]]*CSU_data_summary[[#This Row],[Area]]","v":3973081.722723586},{"$f":"CSU_data_summary[[#This Row],[Equipment]]*CSU_data_summary[[#This Row],[Area]]","v":6708937.0270301411}]
[null,"ZNE-Ready-Sacramento-Engineering","ZNE-Ready","Sacramento","Engineering",149707,10.750844569598559,4.5966466827227004,2.6640562776814849,3.3348395782941278,6.1254948593826022,10.343497098474812,37.815379066154286,5661226.9538567597,{"$f":"CSU_data_summary[[#This Row],[Heating]]*CSU_data_summary[[#This Row],[Area]]","v":1609476.6879808914},{"$f":"CSU_data_summary[[#This Row],[Cooling]]*CSU_data_summary[[#This Row],[Area]]","v":688150.18493036728},{"$f":"CSU_data_summary[[#This Row],[Ventilation]]*CSU_data_summary[[#This Row],[Area]]","v":398827.87316286209},{"$f":"CSU_data_summary[[#This Row],[Water Heating]]*CSU_data_summary[[#This Row],[Area]]","v":499248.82874767901},{"$f":"CSU_data_summary[[#This Row],[Lighting]]*CSU_data_summary[[#This Row],[Area]]","v":917029.45891359122},{"$f":"CSU_data_summary[[#This Row],[Equipment]]*CSU_data_summary[[#This Row],[Area]]","v":1548493.9201213687}]
[null,"ZNE-Ready-Sacramento-Library","ZNE-Ready","Sacramento","Library",377074,10.750844569598557,4.5966466827226995,2.6640562776814845,3.3348395782941274,6.1254948593826004,10.343497098474812,37.815379066154279,14259196.245991059,{"$f":"CSU_data_summary[[#This Row],[Heating]]*CSU_data_summary[[#This Row],[Area]]","v":4053863.9652368063},{"$f":"CSU_data_summary[[#This Row],[Cooling]]*CSU_data_summary[[#This Row],[Area]]","v":1733275.9512409791},{"$f":"CSU_data_summary[[#This Row],[Ventilation]]*CSU_data_summary[[#This Row],[Area]]","v":1004546.3568504681},{"$f":"CSU_data_summary[[#This Row],[Water Heating]]*CSU_data_summary[[#This Row],[Area]]","v":1257481.2991456797},{"$f":"CSU_data_summary[[#This Row],[Lighting]]*CSU_data_summary[[#This Row],[Area]]","v":2309764.8486068347},{"$f":"CSU_data_summary[[#This Row],[Equipment]]*CSU_data_summary[[#This Row],[Area]]","v":3900263.824910291}]
[null,"ZNE-Ready-Sacramento-Music","ZNE-Ready","Sacramento","Music",84722,10.750844569598559,4.5966466827227004,2.6640562776814849,3.3348395782941278,6.1254948593826022,10.343497098474812,37.815379066154286,3203794.5452427235,{"$f":"CSU_data_summary[[#This Row],[Heating]]*CSU_data_summary[[#This Row],[Area]]","v":910833.05362552917},{"$f":"CSU_data_summary[[#This Row],[Cooling]]*CSU_data_summary[[#This Row],[Area]]","v":389437.10025363264},{"$f":"CSU_data_summary[[#This Row],[Ventilation]]*CSU_data_summary[[#This Row],[Area]]","v":225704.17595773077},{"$f":"CSU_data_summary[[#This Row],[Water Heating]]*CSU_data_summary[[#This Row],[Area]]","v":282534.27875223511},{"$f":"CSU_data_summary[[#This Row],[Lighting]]*CSU_data_summary[[#This Row],[Area]]","v":518964.17547661281},{"$f":"CSU_data_summary[[#This Row],[Equipment]]*CSU_data_summary[[#This Row],[Area]]","v":876321.76117698301}]
[null,"ZNE-Ready-Sacramento-Psychology","ZNE-Ready","Sacramento","Psychology",67138,10.750844569598559,4.5966466827227004,2.6640562776814849,3.3348395782941278,6.1254948593826022,10.343497098474812,37.815379066154286,2538848.9197434667,{"$f":"CSU_data_summary[[#This Row],[Heating]]*CSU_data_summary[[#This Row],[Area]]","v":721790.20271370804},{"$f":"CSU_data_summary[[#This Row],[Cooling]]*CSU_data_summary[[#This Row],[Area]]","v":308609.66498463665},{"$f":"CSU_data_summary[[#This Row],[Ventilation]]*CSU_data_summary[[#This Row],[Area]]","v":178859.41037097955},{"$f":"CSU_data_summary[[#This Row],[Water Heating]]*CSU_data_summary[[#This Row],[Area]]","v":223894.45960751115},{"$f":"CSU_data_summary[[#This Row],[Lighting]]*CSU_data_summary[[#This Row],[Area]]","v":411253.47386922914},{"$f":"CSU_data_summary[[#This Row],[Equipment]]*CSU_data_summary[[#This Row],[Area]]","v":694441.70819740195}]
[null,"ZNE-Ready-Sacramento-Residence Hall","ZNE-Ready","Sacramento","Residence Hall",378422,5.1099792017453103,4.1176563845561374,2.549380179940961,11.069220255823918,5.5698941583575108,15.65997547188851,44.07610565231235,16679368.053159345,{"$f":"CSU_data_summary[[#This Row],[Heating]]*CSU_data_summary[[#This Row],[Area]]","v":1933728.5494828639},{"$f":"CSU_data_summary[[#This Row],[Cooling]]*CSU_data_summary[[#This Row],[Area]]","v":1558211.7643565026},{"$f":"CSU_data_summary[[#This Row],[Ventilation]]*CSU_data_summary[[#This Row],[Area]]","v":964741.54645361833},{"$f":"CSU_data_summary[[#This Row],[Water Heating]]*CSU_data_summary[[#This Row],[Area]]","v":4188836.4676493988},{"$f":"CSU_data_summary[[#This Row],[Lighting]]*CSU_data_summary[[#This Row],[Area]]","v":2107770.4871939658},{"$f":"CSU_data_summary[[#This Row],[Equipment]]*CSU_data_summary[[#This Row],[Area]]","v":5926079.2380229933}]
[null,"ZNE-Ready-Sacramento-Science","ZNE-Ready","Sacramento","Science",288434,7.041835011169284,6.3995364238376169,3.7129463002479124,9.5315125004589305,9.2719202610454516,110.10319198345971,146.0609424802189,42128941.883339457,{"$f":"CSU_data_summary[[#This Row],[Heating]]*CSU_data_summary[[#This Row],[Area]]","v":2031104.6396116014},{"$f":"CSU_data_summary[[#This Row],[Cooling]]*CSU_data_summary[[#This Row],[Area]]","v":1845843.8888731792},{"$f":"CSU_data_summary[[#This Row],[Ventilation]]*CSU_data_summary[[#This Row],[Area]]","v":1070939.9531657062},{"$f":"CSU_data_summary[[#This Row],[Water Heating]]*CSU_data_summary[[#This Row],[Area]]","v":2749212.276557371},{"$f":"CSU_data_summary[[#This Row],[Lighting]]*CSU_data_summary[[#This Row],[Area]]","v":2674337.0485743838},{"$f":"CSU_data_summary[[#This Row],[Equipment]]*CSU_data_summary[[#This Row],[Area]]","v":31757504.076557219}]
[null,"ZNE-Ready-Sacramento-Student Services","ZNE-Ready","Sacramento","Student Services",110000,6.8741354052721526,4.9295371487501605,3.042582600728545,1.042215666921311,6.1243116158231521,15.989527466768758,38.002309904264081,4180254.0894690487,{"$f":"CSU_data_summary[[#This Row],[Heating]]*CSU_data_summary[[#This Row],[Area]]","v":756154.89457993675},{"$f":"CSU_data_summary[[#This Row],[Cooling]]*CSU_data_summary[[#This Row],[Area]]","v":542249.08636251767},{"$f":"CSU_data_summary[[#This Row],[Ventilation]]*CSU_data_summary[[#This Row],[Area]]","v":334684.08608013997},{"$f":"CSU_data_summary[[#This Row],[Water Heating]]*CSU_data_summary[[#This Row],[Area]]","v":114643.72336134421},{"$f":"CSU_data_summary[[#This Row],[Lighting]]*CSU_data_summary[[#This Row],[Area]]","v":673674.27774054674},{"$f":"CSU_data_summary[[#This Row],[Equipment]]*CSU_data_summary[[#This Row],[Area]]","v":1758848.0213445635}]
[null,"ZNE-Ready-Sacramento-Theater Arts","ZNE-Ready","Sacramento","Theater Arts",64827,10.750844569598559,4.5966466827227004,2.6640562776814849,3.3348395782941278,6.1254948593826022,10.343497098474812,37.815379066154286,2451457.5787215838,{"$f":"CSU_data_summary[[#This Row],[Heating]]*CSU_data_summary[[#This Row],[Area]]","v":696945.00091336574},{"$f":"CSU_data_summary[[#This Row],[Cooling]]*CSU_data_summary[[#This Row],[Area]]","v":297986.81450086448},{"$f":"CSU_data_summary[[#This Row],[Ventilation]]*CSU_data_summary[[#This Row],[Area]]","v":172702.77631325761},{"$f":"CSU_data_summary[[#This Row],[Water Heating]]*CSU_data_summary[[#This Row],[Area]]","v":216187.64534207343},{"$f":"CSU_data_summary[[#This Row],[Lighting]]*CSU_data_summary[[#This Row],[Area]]","v":397097.45524919598},{"$f":"CSU_data_summary[[#This Row],[Equipment]]*CSU_data_summary[[#This Row],[Area]]","v":670537.88640282664}]
[null,"ZNE-Ready-Sacramento-University Union","ZNE-Ready","Sacramento","University Union",162268,12.872734589474009,5.2816111371119456,3.1025096393890101,3.7814234214950093,7.1175646558091339,10.272714228000622,42.428557671279734,6884797.1962032197,{"$f":"CSU_data_summary[[#This Row],[Heating]]*CSU_data_summary[[#This Row],[Area]]","v":2088832.8963647685},{"$f":"CSU_data_summary[[#This Row],[Cooling]]*CSU_data_summary[[#This Row],[Area]]","v":857036.47599688114},{"$f":"CSU_data_summary[[#This Row],[Ventilation]]*CSU_data_summary[[#This Row],[Area]]","v":503438.03416437592},{"$f":"CSU_data_summary[[#This Row],[Water Heating]]*CSU_data_summary[[#This Row],[Area]]","v":613604.01575915213},{"$f":"CSU_data_summary[[#This Row],[Lighting]]*CSU_data_summary[[#This Row],[Area]]","v":1154952.9815688366},{"$f":"CSU_data_summary[[#This Row],[Equipment]]*CSU_data_summary[[#This Row],[Area]]","v":1666932.7923492049}]
[null,"ZNE-Ready-San Bernardino-Administration","ZNE-Ready","San Bernardino","Administration",79829,2.4984139590981025,4.0669445759313501,2.1768389921701012,0.67967414046872432,4.0656819861461786,10.094356220935842,23.581909874750302,1882520.2833914419,{"$f":"CSU_data_summary[[#This Row],[Heating]]*CSU_data_summary[[#This Row],[Area]]","v":199445.88794084243},{"$f":"CSU_data_summary[[#This Row],[Cooling]]*CSU_data_summary[[#This Row],[Area]]","v":324660.11855202372},{"$f":"CSU_data_summary[[#This Row],[Ventilation]]*CSU_data_summary[[#This Row],[Area]]","v":173774.87990594702},{"$f":"CSU_data_summary[[#This Row],[Water Heating]]*CSU_data_summary[[#This Row],[Area]]","v":54257.706959477793},{"$f":"CSU_data_summary[[#This Row],[Lighting]]*CSU_data_summary[[#This Row],[Area]]","v":324559.3272720633},{"$f":"CSU_data_summary[[#This Row],[Equipment]]*CSU_data_summary[[#This Row],[Area]]","v":805822.36276108725}]
[null,"ZNE-Ready-San Bernardino-Apartments","ZNE-Ready","San Bernardino","Apartments",380949,1.0490820616938528,2.8476898121696923,1.5817991150634063,6.4929089581962964,3.2567471218763644,9.7452454774890533,24.973472546488665,9513619.3931123111,{"$f":"CSU_data_summary[[#This Row],[Heating]]*CSU_data_summary[[#This Row],[Area]]","v":399646.76232021151},{"$f":"CSU_data_summary[[#This Row],[Cooling]]*CSU_data_summary[[#This Row],[Area]]","v":1084824.5862562321},{"$f":"CSU_data_summary[[#This Row],[Ventilation]]*CSU_data_summary[[#This Row],[Area]]","v":602584.79108428955},{"$f":"CSU_data_summary[[#This Row],[Water Heating]]*CSU_data_summary[[#This Row],[Area]]","v":2473467.1747159208},{"$f":"CSU_data_summary[[#This Row],[Lighting]]*CSU_data_summary[[#This Row],[Area]]","v":1240654.5593316793},{"$f":"CSU_data_summary[[#This Row],[Equipment]]*CSU_data_summary[[#This Row],[Area]]","v":3712441.5194039773}]
[null,"ZNE-Ready-San Bernardino-Business Administration","ZNE-Ready","San Bernardino","Business Administration",131496,1.9871295810954366,4.2147347675993601,1.5291537319159449,0.79302364096107414,5.2729237498014578,7.6212649621013639,21.418230433474637,2816411.629080181,{"$f":"CSU_data_summary[[#This Row],[Heating]]*CSU_data_summary[[#This Row],[Area]]","v":261299.59139572553},{"$f":"CSU_data_summary[[#This Row],[Cooling]]*CSU_data_summary[[#This Row],[Area]]","v":554220.76300024544},{"$f":"CSU_data_summary[[#This Row],[Ventilation]]*CSU_data_summary[[#This Row],[Area]]","v":201077.5991320191},{"$f":"CSU_data_summary[[#This Row],[Water Heating]]*CSU_data_summary[[#This Row],[Area]]","v":104279.43669181741},{"$f":"CSU_data_summary[[#This Row],[Lighting]]*CSU_data_summary[[#This Row],[Area]]","v":693368.38140389253},{"$f":"CSU_data_summary[[#This Row],[Equipment]]*CSU_data_summary[[#This Row],[Area]]","v":1002165.857456481}]
[null,"ZNE-Ready-San Bernardino-Education","ZNE-Ready","San Bernardino","Education",130000,3.3954121529865233,3.7089867694623568,1.7257598197616748,2.0273290430855924,3.8774975368208939,6.5596747120068066,21.294660034123847,2768305.8044361002,{"$f":"CSU_data_summary[[#This Row],[Heating]]*CSU_data_summary[[#This Row],[Area]]","v":441403.57988824806},{"$f":"CSU_data_summary[[#This Row],[Cooling]]*CSU_data_summary[[#This Row],[Area]]","v":482168.28003010637},{"$f":"CSU_data_summary[[#This Row],[Ventilation]]*CSU_data_summary[[#This Row],[Area]]","v":224348.77656901773},{"$f":"CSU_data_summary[[#This Row],[Water Heating]]*CSU_data_summary[[#This Row],[Area]]","v":263552.77560112701},{"$f":"CSU_data_summary[[#This Row],[Lighting]]*CSU_data_summary[[#This Row],[Area]]","v":504074.67978671624},{"$f":"CSU_data_summary[[#This Row],[Equipment]]*CSU_data_summary[[#This Row],[Area]]","v":852757.71256088489}]
[null,"ZNE-Ready-San Bernardino-Library","ZNE-Ready","San Bernardino","Library",297416,3.3954121529865233,3.7089867694623568,1.7257598197616748,2.0273290430855924,3.8774975368208939,6.5596747120068066,21.294660034123847,6333372.6087089777,{"$f":"CSU_data_summary[[#This Row],[Heating]]*CSU_data_summary[[#This Row],[Area]]","v":1009849.9008926398},{"$f":"CSU_data_summary[[#This Row],[Cooling]]*CSU_data_summary[[#This Row],[Area]]","v":1103112.0090264163},{"$f":"CSU_data_summary[[#This Row],[Ventilation]]*CSU_data_summary[[#This Row],[Area]]","v":513268.58255423827},{"$f":"CSU_data_summary[[#This Row],[Water Heating]]*CSU_data_summary[[#This Row],[Area]]","v":602960.09467834455},{"$f":"CSU_data_summary[[#This Row],[Lighting]]*CSU_data_summary[[#This Row],[Area]]","v":1153229.8074111231},{"$f":"CSU_data_summary[[#This Row],[Equipment]]*CSU_data_summary[[#This Row],[Area]]","v":1950952.2141462164}]
[null,"ZNE-Ready-San Bernardino-Performing Arts","ZNE-Ready","San Bernardino","Performing Arts",55478,3.3954121529865233,3.7089867694623568,1.7257598197616748,2.0273290430855924,3.8774975368208939,6.5596747120068066,21.294660034123847,1181385.1493731227,{"$f":"CSU_data_summary[[#This Row],[Heating]]*CSU_data_summary[[#This Row],[Area]]","v":188370.67542338633},{"$f":"CSU_data_summary[[#This Row],[Cooling]]*CSU_data_summary[[#This Row],[Area]]","v":205767.16799623263},{"$f":"CSU_data_summary[[#This Row],[Ventilation]]*CSU_data_summary[[#This Row],[Area]]","v":95741.703280738191},{"$f":"CSU_data_summary[[#This Row],[Water Heating]]*CSU_data_summary[[#This Row],[Area]]","v":112472.1606523025},{"$f":"CSU_data_summary[[#This Row],[Lighting]]*CSU_data_summary[[#This Row],[Area]]","v":215115.80834774955},{"$f":"CSU_data_summary[[#This Row],[Equipment]]*CSU_data_summary[[#This Row],[Area]]","v":363917.63367271359}]
[null,"ZNE-Ready-San Bernardino-Residence Hall","ZNE-Ready","San Bernardino","Residence Hall",107424,1.0490820616938548,2.8476898121696985,1.5817991150634096,6.4929089581963106,3.2567471218763711,9.7452454774890533,24.973472546488701,2682750.3148340024,{"$f":"CSU_data_summary[[#This Row],[Heating]]*CSU_data_summary[[#This Row],[Area]]","v":112696.59139540065},{"$f":"CSU_data_summary[[#This Row],[Cooling]]*CSU_data_summary[[#This Row],[Area]]","v":305910.23038251768},{"$f":"CSU_data_summary[[#This Row],[Ventilation]]*CSU_data_summary[[#This Row],[Area]]","v":169923.18813657173},{"$f":"CSU_data_summary[[#This Row],[Water Heating]]*CSU_data_summary[[#This Row],[Area]]","v":697494.25192528043},{"$f":"CSU_data_summary[[#This Row],[Lighting]]*CSU_data_summary[[#This Row],[Area]]","v":349852.80282044731},{"$f":"CSU_data_summary[[#This Row],[Equipment]]*CSU_data_summary[[#This Row],[Area]]","v":1046873.2501737841}]
[null,"ZNE-Ready-San Bernardino-Science","ZNE-Ready","San Bernardino","Science",206846,1.3512255417452987,3.1372906912667671,1.4613280186204489,3.5204907013827218,3.7012384917870302,67.587766793973884,80.759340238776147,16704746.49102989,{"$f":"CSU_data_summary[[#This Row],[Heating]]*CSU_data_summary[[#This Row],[Area]]","v":279495.59840784804},{"$f":"CSU_data_summary[[#This Row],[Cooling]]*CSU_data_summary[[#This Row],[Area]]","v":648936.03032576572},{"$f":"CSU_data_summary[[#This Row],[Ventilation]]*CSU_data_summary[[#This Row],[Area]]","v":302269.85533956537},{"$f":"CSU_data_summary[[#This Row],[Water Heating]]*CSU_data_summary[[#This Row],[Area]]","v":728199.41961821052},{"$f":"CSU_data_summary[[#This Row],[Lighting]]*CSU_data_summary[[#This Row],[Area]]","v":765586.37707218004},{"$f":"CSU_data_summary[[#This Row],[Equipment]]*CSU_data_summary[[#This Row],[Area]]","v":13980259.210266322}]
[null,"ZNE-Ready-San Bernardino-Social Science","ZNE-Ready","San Bernardino","Social Science",138700,3.3954121529865291,3.7089867694623648,1.7257598197616779,2.0273290430855964,3.877497536820901,6.5596747120068075,21.294660034123876,2953569.3467329815,{"$f":"CSU_data_summary[[#This Row],[Heating]]*CSU_data_summary[[#This Row],[Area]]","v":470943.66561923159},{"$f":"CSU_data_summary[[#This Row],[Cooling]]*CSU_data_summary[[#This Row],[Area]]","v":514436.46492443001},{"$f":"CSU_data_summary[[#This Row],[Ventilation]]*CSU_data_summary[[#This Row],[Area]]","v":239362.88700094473},{"$f":"CSU_data_summary[[#This Row],[Water Heating]]*CSU_data_summary[[#This Row],[Area]]","v":281190.53827597224},{"$f":"CSU_data_summary[[#This Row],[Lighting]]*CSU_data_summary[[#This Row],[Area]]","v":537808.908357059},{"$f":"CSU_data_summary[[#This Row],[Equipment]]*CSU_data_summary[[#This Row],[Area]]","v":909826.88255534426}]
[null,"ZNE-Ready-San Bernardino-University Union","ZNE-Ready","San Bernardino","University Union",86414,4.0723516348339261,4.4907534317550493,2.2554585148844062,2.5597730919570747,4.8214393295470828,6.6296906027938807,24.829466605771415,2145613.5272711311,{"$f":"CSU_data_summary[[#This Row],[Heating]]*CSU_data_summary[[#This Row],[Area]]","v":351908.19417253888},{"$f":"CSU_data_summary[[#This Row],[Cooling]]*CSU_data_summary[[#This Row],[Area]]","v":388063.96705168084},{"$f":"CSU_data_summary[[#This Row],[Ventilation]]*CSU_data_summary[[#This Row],[Area]]","v":194903.19210522107},{"$f":"CSU_data_summary[[#This Row],[Water Heating]]*CSU_data_summary[[#This Row],[Area]]","v":221200.23196837865},{"$f":"CSU_data_summary[[#This Row],[Lighting]]*CSU_data_summary[[#This Row],[Area]]","v":416639.85822348163},{"$f":"CSU_data_summary[[#This Row],[Equipment]]*CSU_data_summary[[#This Row],[Area]]","v":572898.08374983037}]
[null,"ZNE-Ready-San Diego-Administration","ZNE-Ready","San Diego","Administration",178560,3.2375323654333852,6.5659717968641989,4.9123157185311603,1.6643054228490801,9.8219039678775886,23.877623317288794,50.079652588844205,8942222.7662640214,{"$f":"CSU_data_summary[[#This Row],[Heating]]*CSU_data_summary[[#This Row],[Area]]","v":578093.77917178522},{"$f":"CSU_data_summary[[#This Row],[Cooling]]*CSU_data_summary[[#This Row],[Area]]","v":1172419.9240480713},{"$f":"CSU_data_summary[[#This Row],[Ventilation]]*CSU_data_summary[[#This Row],[Area]]","v":877143.094700924},{"$f":"CSU_data_summary[[#This Row],[Water Heating]]*CSU_data_summary[[#This Row],[Area]]","v":297178.37630393176},{"$f":"CSU_data_summary[[#This Row],[Lighting]]*CSU_data_summary[[#This Row],[Area]]","v":1753799.1725042223},{"$f":"CSU_data_summary[[#This Row],[Equipment]]*CSU_data_summary[[#This Row],[Area]]","v":4263588.4195350874}]
[null,"ZNE-Ready-San Diego-Apartments","ZNE-Ready","San Diego","Apartments",335110,0.45110830522094975,3.4747800436511427,2.8707519866051698,13.680650722068096,6.8327983670246963,22.935605791243251,50.245695215813306,16837834.923771199,{"$f":"CSU_data_summary[[#This Row],[Heating]]*CSU_data_summary[[#This Row],[Area]]","v":151170.90416259246},{"$f":"CSU_data_summary[[#This Row],[Cooling]]*CSU_data_summary[[#This Row],[Area]]","v":1164433.5404279344},{"$f":"CSU_data_summary[[#This Row],[Ventilation]]*CSU_data_summary[[#This Row],[Area]]","v":962017.69823125843},{"$f":"CSU_data_summary[[#This Row],[Water Heating]]*CSU_data_summary[[#This Row],[Area]]","v":4584522.86347224},{"$f":"CSU_data_summary[[#This Row],[Lighting]]*CSU_data_summary[[#This Row],[Area]]","v":2289739.060773646},{"$f":"CSU_data_summary[[#This Row],[Equipment]]*CSU_data_summary[[#This Row],[Area]]","v":7685950.8567035263}]
[null,"ZNE-Ready-San Diego-Business Administration","ZNE-Ready","San Diego","Business Administration",149695,1.8709723442692923,4.9441594384098657,2.5072784674598081,1.410944316552992,9.2464212909765919,18.035002233829854,38.0147780914984,5690622.2064068532,{"$f":"CSU_data_summary[[#This Row],[Heating]]*CSU_data_summary[[#This Row],[Area]]","v":280075.20507539168},{"$f":"CSU_data_summary[[#This Row],[Cooling]]*CSU_data_summary[[#This Row],[Area]]","v":740115.94713276485},{"$f":"CSU_data_summary[[#This Row],[Ventilation]]*CSU_data_summary[[#This Row],[Area]]","v":375327.05018639599},{"$f":"CSU_data_summary[[#This Row],[Water Heating]]*CSU_data_summary[[#This Row],[Area]]","v":211211.30946640013},{"$f":"CSU_data_summary[[#This Row],[Lighting]]*CSU_data_summary[[#This Row],[Area]]","v":1384143.035152741},{"$f":"CSU_data_summary[[#This Row],[Equipment]]*CSU_data_summary[[#This Row],[Area]]","v":2699749.6593931601}]
[null,"ZNE-Ready-San Diego-Classroom","ZNE-Ready","San Diego","Classroom",478006,6.119681017876049,5.280109649648618,4.1973891442782456,5.1889838115055715,9.7809254979847893,15.275123836226685,45.842212957519955,21912852.846972283,{"$f":"CSU_data_summary[[#This Row],[Heating]]*CSU_data_summary[[#This Row],[Area]]","v":2925244.2446308588},{"$f":"CSU_data_summary[[#This Row],[Cooling]]*CSU_data_summary[[#This Row],[Area]]","v":2523924.0931899371},{"$f":"CSU_data_summary[[#This Row],[Ventilation]]*CSU_data_summary[[#This Row],[Area]]","v":2006377.1952998671},{"$f":"CSU_data_summary[[#This Row],[Water Heating]]*CSU_data_summary[[#This Row],[Area]]","v":2480365.3958025323},{"$f":"CSU_data_summary[[#This Row],[Lighting]]*CSU_data_summary[[#This Row],[Area]]","v":4675341.073589717},{"$f":"CSU_data_summary[[#This Row],[Equipment]]*CSU_data_summary[[#This Row],[Area]]","v":7301600.8444593726}]
[null,"ZNE-Ready-San Diego-Library","ZNE-Ready","San Diego","Library",526401,6.119681017876049,5.280109649648618,4.1973891442782456,5.1889838115055715,9.7809254979847893,15.275123836226685,45.842212957519955,24131386.743051462,{"$f":"CSU_data_summary[[#This Row],[Heating]]*CSU_data_summary[[#This Row],[Area]]","v":3221406.2074909699},{"$f":"CSU_data_summary[[#This Row],[Cooling]]*CSU_data_summary[[#This Row],[Area]]","v":2779454.9996846821},{"$f":"CSU_data_summary[[#This Row],[Ventilation]]*CSU_data_summary[[#This Row],[Area]]","v":2209509.8429372129},{"$f":"CSU_data_summary[[#This Row],[Water Heating]]*CSU_data_summary[[#This Row],[Area]]","v":2731486.2673603445},{"$f":"CSU_data_summary[[#This Row],[Lighting]]*CSU_data_summary[[#This Row],[Area]]","v":5148688.9630646911},{"$f":"CSU_data_summary[[#This Row],[Equipment]]*CSU_data_summary[[#This Row],[Area]]","v":8040840.4625135632}]
[null,"ZNE-Ready-San Diego-Residence Hall","ZNE-Ready","San Diego","Residence Hall",563682,0.45110830522094975,3.4747800436511427,2.8707519866051698,13.680650722068096,6.8327983670246963,22.935605791243251,50.245695215813306,28322593.970640074,{"$f":"CSU_data_summary[[#This Row],[Heating]]*CSU_data_summary[[#This Row],[Area]]","v":254281.63170355538},{"$f":"CSU_data_summary[[#This Row],[Cooling]]*CSU_data_summary[[#This Row],[Area]]","v":1958670.9645653635},{"$f":"CSU_data_summary[[#This Row],[Ventilation]]*CSU_data_summary[[#This Row],[Area]]","v":1618191.2213135753},{"$f":"CSU_data_summary[[#This Row],[Water Heating]]*CSU_data_summary[[#This Row],[Area]]","v":7711536.560316788},{"$f":"CSU_data_summary[[#This Row],[Lighting]]*CSU_data_summary[[#This Row],[Area]]","v":3851525.4491212149},{"$f":"CSU_data_summary[[#This Row],[Equipment]]*CSU_data_summary[[#This Row],[Area]]","v":12928388.143619578}]
[null,"ZNE-Ready-San Diego-Science","ZNE-Ready","San Diego","Science",488522,1.5367324462640213,2.8182307315904271,2.2427492555684383,5.6858500689280218,6.152584415583652,159.58257305359405,178.01871997152861,86966061.117931098,{"$f":"CSU_data_summary[[#This Row],[Heating]]*CSU_data_summary[[#This Row],[Area]]","v":750727.60811379226},{"$f":"CSU_data_summary[[#This Row],[Cooling]]*CSU_data_summary[[#This Row],[Area]]","v":1376767.7134580186},{"$f":"CSU_data_summary[[#This Row],[Ventilation]]*CSU_data_summary[[#This Row],[Area]]","v":1095632.3518288047},{"$f":"CSU_data_summary[[#This Row],[Water Heating]]*CSU_data_summary[[#This Row],[Area]]","v":2777662.8473728551},{"$f":"CSU_data_summary[[#This Row],[Lighting]]*CSU_data_summary[[#This Row],[Area]]","v":3005672.8438697569},{"$f":"CSU_data_summary[[#This Row],[Equipment]]*CSU_data_summary[[#This Row],[Area]]","v":77959597.753287867}]
[null,"ZNE-Ready-San Diego-Social Science","ZNE-Ready","San Diego","Social Science",109170,6.1196810178760499,5.280109649648618,4.1973891442782456,5.1889838115055742,9.7809254979847911,15.275123836226685,45.842212957519962,5004594.3885724545,{"$f":"CSU_data_summary[[#This Row],[Heating]]*CSU_data_summary[[#This Row],[Area]]","v":668085.57672152831},{"$f":"CSU_data_summary[[#This Row],[Cooling]]*CSU_data_summary[[#This Row],[Area]]","v":576429.5704521396},{"$f":"CSU_data_summary[[#This Row],[Ventilation]]*CSU_data_summary[[#This Row],[Area]]","v":458228.97288085608},{"$f":"CSU_data_summary[[#This Row],[Water Heating]]*CSU_data_summary[[#This Row],[Area]]","v":566481.36270206352},{"$f":"CSU_data_summary[[#This Row],[Lighting]]*CSU_data_summary[[#This Row],[Area]]","v":1067783.6366149997},{"$f":"CSU_data_summary[[#This Row],[Equipment]]*CSU_data_summary[[#This Row],[Area]]","v":1667585.2692008673}]
[null,"ZNE-Ready-San Diego-Theater Arts","ZNE-Ready","San Diego","Theater Arts",117014,6.1196810178760499,5.280109649648618,4.1973891442782456,5.1889838115055742,9.7809254979847911,15.275123836226685,45.842212957519962,5364180.7070112405,{"$f":"CSU_data_summary[[#This Row],[Heating]]*CSU_data_summary[[#This Row],[Area]]","v":716088.35462574812},{"$f":"CSU_data_summary[[#This Row],[Cooling]]*CSU_data_summary[[#This Row],[Area]]","v":617846.75054398342},{"$f":"CSU_data_summary[[#This Row],[Ventilation]]*CSU_data_summary[[#This Row],[Area]]","v":491153.29332857463},{"$f":"CSU_data_summary[[#This Row],[Water Heating]]*CSU_data_summary[[#This Row],[Area]]","v":607183.75171951321},{"$f":"CSU_data_summary[[#This Row],[Lighting]]*CSU_data_summary[[#This Row],[Area]]","v":1144505.2162211924},{"$f":"CSU_data_summary[[#This Row],[Equipment]]*CSU_data_summary[[#This Row],[Area]]","v":1787403.3405722294}]
[null,"ZNE-Ready-San Diego-University Union","ZNE-Ready","San Diego","University Union",273093,5.3066390997292281,7.0276145087287167,5.3763294453414048,6.7056884340276746,12.334297917920322,15.713397325344541,52.463966731091887,14327542.066494077,{"$f":"CSU_data_summary[[#This Row],[Heating]]*CSU_data_summary[[#This Row],[Area]]","v":1449205.991662354},{"$f":"CSU_data_summary[[#This Row],[Cooling]]*CSU_data_summary[[#This Row],[Area]]","v":1919192.3290322514},{"$f":"CSU_data_summary[[#This Row],[Ventilation]]*CSU_data_summary[[#This Row],[Area]]","v":1468237.9372166202},{"$f":"CSU_data_summary[[#This Row],[Water Heating]]*CSU_data_summary[[#This Row],[Area]]","v":1831276.5715139196},{"$f":"CSU_data_summary[[#This Row],[Lighting]]*CSU_data_summary[[#This Row],[Area]]","v":3368410.4212986147},{"$f":"CSU_data_summary[[#This Row],[Equipment]]*CSU_data_summary[[#This Row],[Area]]","v":4291218.8157703169}]
[null,"ZNE-Ready-San Francisco-Administration","ZNE-Ready","San Francisco","Administration",182305,3.948430538411337,0.96299915267521452,1.8677901190539516,0.69120152693268455,3.9553600292306967,9.3177859029765919,20.743567269280476,3781656.0310261771,{"$f":"CSU_data_summary[[#This Row],[Heating]]*CSU_data_summary[[#This Row],[Area]]","v":719818.62930507876},{"$f":"CSU_data_summary[[#This Row],[Cooling]]*CSU_data_summary[[#This Row],[Area]]","v":175559.56052845498},{"$f":"CSU_data_summary[[#This Row],[Ventilation]]*CSU_data_summary[[#This Row],[Area]]","v":340507.47765413066},{"$f":"CSU_data_summary[[#This Row],[Water Heating]]*CSU_data_summary[[#This Row],[Area]]","v":126009.49436746306},{"$f":"CSU_data_summary[[#This Row],[Lighting]]*CSU_data_summary[[#This Row],[Area]]","v":721081.91012890218},{"$f":"CSU_data_summary[[#This Row],[Equipment]]*CSU_data_summary[[#This Row],[Area]]","v":1698678.9590421475}]
[null,"ZNE-Ready-San Francisco-Apartments","ZNE-Ready","San Francisco","Apartments",1173643,1.6473067357174158,0.51424858142930641,1.0517956421513568,6.1930743698128223,2.8515978654611649,9.0630018400875123,21.321025034659577,25023271.784752969,{"$f":"CSU_data_summary[[#This Row],[Heating]]*CSU_data_summary[[#This Row],[Area]]","v":1933350.0192275951},{"$f":"CSU_data_summary[[#This Row],[Cooling]]*CSU_data_summary[[#This Row],[Area]]","v":603544.24785443547},{"$f":"CSU_data_summary[[#This Row],[Ventilation]]*CSU_data_summary[[#This Row],[Area]]","v":1234432.5928414448},{"$f":"CSU_data_summary[[#This Row],[Water Heating]]*CSU_data_summary[[#This Row],[Area]]","v":7268458.3826102307},{"$f":"CSU_data_summary[[#This Row],[Lighting]]*CSU_data_summary[[#This Row],[Area]]","v":3346757.8736134381},{"$f":"CSU_data_summary[[#This Row],[Equipment]]*CSU_data_summary[[#This Row],[Area]]","v":10636728.668605829}]
[null,"ZNE-Ready-San Francisco-Classroom","ZNE-Ready","San Francisco","Classroom",193200,6.4490538919118672,0.7823697332544306,1.7621295355301634,2.3739153815720351,4.2091752943129288,5.8990962348111955,21.475740071392622,4149112.9817930544,{"$f":"CSU_data_summary[[#This Row],[Heating]]*CSU_data_summary[[#This Row],[Area]]","v":1245957.2119173727},{"$f":"CSU_data_summary[[#This Row],[Cooling]]*CSU_data_summary[[#This Row],[Area]]","v":151153.83246475598},{"$f":"CSU_data_summary[[#This Row],[Ventilation]]*CSU_data_summary[[#This Row],[Area]]","v":340443.42626442754},{"$f":"CSU_data_summary[[#This Row],[Water Heating]]*CSU_data_summary[[#This Row],[Area]]","v":458640.45171971718},{"$f":"CSU_data_summary[[#This Row],[Lighting]]*CSU_data_summary[[#This Row],[Area]]","v":813212.66686125787},{"$f":"CSU_data_summary[[#This Row],[Equipment]]*CSU_data_summary[[#This Row],[Area]]","v":1139705.392565523}]
[null,"ZNE-Ready-San Francisco-Education","ZNE-Ready","San Francisco","Education",170925,6.4490538919118672,0.7823697332544306,1.7621295355301634,2.3739153815720351,4.2091752943129288,5.8990962348111955,21.475740071392622,3670740.8717027837,{"$f":"CSU_data_summary[[#This Row],[Heating]]*CSU_data_summary[[#This Row],[Area]]","v":1102304.5364750358},{"$f":"CSU_data_summary[[#This Row],[Cooling]]*CSU_data_summary[[#This Row],[Area]]","v":133726.54665651356},{"$f":"CSU_data_summary[[#This Row],[Ventilation]]*CSU_data_summary[[#This Row],[Area]]","v":301191.99086049316},{"$f":"CSU_data_summary[[#This Row],[Water Heating]]*CSU_data_summary[[#This Row],[Area]]","v":405761.48659520008},{"$f":"CSU_data_summary[[#This Row],[Lighting]]*CSU_data_summary[[#This Row],[Area]]","v":719453.28718043736},{"$f":"CSU_data_summary[[#This Row],[Equipment]]*CSU_data_summary[[#This Row],[Area]]","v":1008303.0239351036}]
[null,"ZNE-Ready-San Francisco-Humanities","ZNE-Ready","San Francisco","Humanities",132964,6.4490538919118627,0.78236973325443016,1.7621295355301625,2.3739153815720337,4.209175294312927,5.8990962348111955,21.475740071392615,2855500.3028526474,{"$f":"CSU_data_summary[[#This Row],[Heating]]*CSU_data_summary[[#This Row],[Area]]","v":857492.00168416894},{"$f":"CSU_data_summary[[#This Row],[Cooling]]*CSU_data_summary[[#This Row],[Area]]","v":104027.00921244205},{"$f":"CSU_data_summary[[#This Row],[Ventilation]]*CSU_data_summary[[#This Row],[Area]]","v":234299.79156223254},{"$f":"CSU_data_summary[[#This Row],[Water Heating]]*CSU_data_summary[[#This Row],[Area]]","v":315645.28479534388},{"$f":"CSU_data_summary[[#This Row],[Lighting]]*CSU_data_summary[[#This Row],[Area]]","v":559668.78383302398},{"$f":"CSU_data_summary[[#This Row],[Equipment]]*CSU_data_summary[[#This Row],[Area]]","v":784367.43176543585}]
[null,"ZNE-Ready-San Francisco-Industrial Arts","ZNE-Ready","San Francisco","Industrial Arts",174558,6.4490538919118672,0.7823697332544306,1.7621295355301634,2.3739153815720351,4.2091752943129288,5.8990962348111955,21.475740071392622,3748762.2353821532,{"$f":"CSU_data_summary[[#This Row],[Heating]]*CSU_data_summary[[#This Row],[Area]]","v":1125733.9492643517},{"$f":"CSU_data_summary[[#This Row],[Cooling]]*CSU_data_summary[[#This Row],[Area]]","v":136568.8958974269},{"$f":"CSU_data_summary[[#This Row],[Ventilation]]*CSU_data_summary[[#This Row],[Area]]","v":307593.80746307428},{"$f":"CSU_data_summary[[#This Row],[Water Heating]]*CSU_data_summary[[#This Row],[Area]]","v":414385.92117645132},{"$f":"CSU_data_summary[[#This Row],[Lighting]]*CSU_data_summary[[#This Row],[Area]]","v":734745.22102467623},{"$f":"CSU_data_summary[[#This Row],[Equipment]]*CSU_data_summary[[#This Row],[Area]]","v":1029734.4405561726}]
[null,"ZNE-Ready-San Francisco-Library","ZNE-Ready","San Francisco","Library",352252,6.4490538919118672,0.7823697332544306,1.7621295355301634,2.3739153815720351,4.2091752943129288,5.8990962348111955,21.475740071392622,7564872.3916281937,{"$f":"CSU_data_summary[[#This Row],[Heating]]*CSU_data_summary[[#This Row],[Area]]","v":2271692.1315337392},{"$f":"CSU_data_summary[[#This Row],[Cooling]]*CSU_data_summary[[#This Row],[Area]]","v":275591.30327833968},{"$f":"CSU_data_summary[[#This Row],[Ventilation]]*CSU_data_summary[[#This Row],[Area]]","v":620713.65314957115},{"$f":"CSU_data_summary[[#This Row],[Water Heating]]*CSU_data_summary[[#This Row],[Area]]","v":836216.44098951248},{"$f":"CSU_data_summary[[#This Row],[Lighting]]*CSU_data_summary[[#This Row],[Area]]","v":1482690.4157723179},{"$f":"CSU_data_summary[[#This Row],[Equipment]]*CSU_data_summary[[#This Row],[Area]]","v":2077968.4469047133}]
[null,"ZNE-Ready-San Francisco-Residence Hall","ZNE-Ready","San Francisco","Residence Hall",353253,1.6473067357174136,0.51424858142930574,1.0517956421513555,6.1930743698128161,2.8515978654611622,9.0630018400875123,21.321025034659566,7531716.0565685956,{"$f":"CSU_data_summary[[#This Row],[Heating]]*CSU_data_summary[[#This Row],[Area]]","v":581916.04631238349},{"$f":"CSU_data_summary[[#This Row],[Cooling]]*CSU_data_summary[[#This Row],[Area]]","v":181659.85413564654},{"$f":"CSU_data_summary[[#This Row],[Ventilation]]*CSU_data_summary[[#This Row],[Area]]","v":371549.9659768928},{"$f":"CSU_data_summary[[#This Row],[Water Heating]]*CSU_data_summary[[#This Row],[Area]]","v":2187722.1003594869},{"$f":"CSU_data_summary[[#This Row],[Lighting]]*CSU_data_summary[[#This Row],[Area]]","v":1007335.5007677519},{"$f":"CSU_data_summary[[#This Row],[Equipment]]*CSU_data_summary[[#This Row],[Area]]","v":3201532.5890164338}]
[null,"ZNE-Ready-San Francisco-Science","ZNE-Ready","San Francisco","Science",521890,2.9048347190186647,0.74903410267499737,1.6888662694992043,4.6658875435631089,4.5000529642597629,64.748687816537469,79.257363415553215,41363625.392943069,{"$f":"CSU_data_summary[[#This Row],[Heating]]*CSU_data_summary[[#This Row],[Area]]","v":1516004.191508651},{"$f":"CSU_data_summary[[#This Row],[Cooling]]*CSU_data_summary[[#This Row],[Area]]","v":390913.4078450544},{"$f":"CSU_data_summary[[#This Row],[Ventilation]]*CSU_data_summary[[#This Row],[Area]]","v":881402.41738893976},{"$f":"CSU_data_summary[[#This Row],[Water Heating]]*CSU_data_summary[[#This Row],[Area]]","v":2435080.0501101511},{"$f":"CSU_data_summary[[#This Row],[Lighting]]*CSU_data_summary[[#This Row],[Area]]","v":2348532.6415175279},{"$f":"CSU_data_summary[[#This Row],[Equipment]]*CSU_data_summary[[#This Row],[Area]]","v":33791692.684572741}]
[null,"ZNE-Ready-San Francisco-University Union","ZNE-Ready","San Francisco","University Union",140000,6.4345630339396171,0.88579671761227752,1.782349109879475,2.5244144840497729,4.464108070854004,5.918925816155312,22.010157232490457,3081422.0125486641,{"$f":"CSU_data_summary[[#This Row],[Heating]]*CSU_data_summary[[#This Row],[Area]]","v":900838.82475154637},{"$f":"CSU_data_summary[[#This Row],[Cooling]]*CSU_data_summary[[#This Row],[Area]]","v":124011.54046571885},{"$f":"CSU_data_summary[[#This Row],[Ventilation]]*CSU_data_summary[[#This Row],[Area]]","v":249528.87538312649},{"$f":"CSU_data_summary[[#This Row],[Water Heating]]*CSU_data_summary[[#This Row],[Area]]","v":353418.02776696818},{"$f":"CSU_data_summary[[#This Row],[Lighting]]*CSU_data_summary[[#This Row],[Area]]","v":624975.12991956051},{"$f":"CSU_data_summary[[#This Row],[Equipment]]*CSU_data_summary[[#This Row],[Area]]","v":828649.61426174373}]
[null,"ZNE-Ready-San Jose-Apartments","ZNE-Ready","San Jose","Apartments",959825,2.5000052448502013,2.1325203692132138,1.7181482912090089,8.8459361870983635,4.0877300920587443,13.782122728721347,33.066462913150879,31738017.765615042,{"$f":"CSU_data_summary[[#This Row],[Heating]]*CSU_data_summary[[#This Row],[Area]]","v":2399567.5341383442},{"$f":"CSU_data_summary[[#This Row],[Cooling]]*CSU_data_summary[[#This Row],[Area]]","v":2046846.3633800729},{"$f":"CSU_data_summary[[#This Row],[Ventilation]]*CSU_data_summary[[#This Row],[Area]]","v":1649121.683609687},{"$f":"CSU_data_summary[[#This Row],[Water Heating]]*CSU_data_summary[[#This Row],[Area]]","v":8490550.7007816862},{"$f":"CSU_data_summary[[#This Row],[Lighting]]*CSU_data_summary[[#This Row],[Area]]","v":3923505.5356102842},{"$f":"CSU_data_summary[[#This Row],[Equipment]]*CSU_data_summary[[#This Row],[Area]]","v":13228425.948094968}]
[null,"ZNE-Ready-San Jose-Classroom","ZNE-Ready","San Jose","Classroom",331138,7.496888383257919,2.9378688623093208,2.4454260395283396,3.165968450511583,5.7278952815051474,9.2427090588009531,31.016756075913264,10270826.573465766,{"$f":"CSU_data_summary[[#This Row],[Heating]]*CSU_data_summary[[#This Row],[Area]]","v":2482504.6254552607},{"$f":"CSU_data_summary[[#This Row],[Cooling]]*CSU_data_summary[[#This Row],[Area]]","v":972840.01932738384},{"$f":"CSU_data_summary[[#This Row],[Ventilation]]*CSU_data_summary[[#This Row],[Area]]","v":809773.48787733528},{"$f":"CSU_data_summary[[#This Row],[Water Heating]]*CSU_data_summary[[#This Row],[Area]]","v":1048372.4607655046},{"$f":"CSU_data_summary[[#This Row],[Lighting]]*CSU_data_summary[[#This Row],[Area]]","v":1896723.7877270514},{"$f":"CSU_data_summary[[#This Row],[Equipment]]*CSU_data_summary[[#This Row],[Area]]","v":3060612.1923132301}]
[null,"ZNE-Ready-San Jose-Engineering","ZNE-Ready","San Jose","Engineering",372000,7.496888383257919,2.9378688623093208,2.4454260395283396,3.165968450511583,5.7278952815051474,9.2427090588009531,31.016756075913264,11538233.260239733,{"$f":"CSU_data_summary[[#This Row],[Heating]]*CSU_data_summary[[#This Row],[Area]]","v":2788842.4785719458},{"$f":"CSU_data_summary[[#This Row],[Cooling]]*CSU_data_summary[[#This Row],[Area]]","v":1092887.2167790674},{"$f":"CSU_data_summary[[#This Row],[Ventilation]]*CSU_data_summary[[#This Row],[Area]]","v":909698.4867045423},{"$f":"CSU_data_summary[[#This Row],[Water Heating]]*CSU_data_summary[[#This Row],[Area]]","v":1177740.2635903088},{"$f":"CSU_data_summary[[#This Row],[Lighting]]*CSU_data_summary[[#This Row],[Area]]","v":2130777.0447199149},{"$f":"CSU_data_summary[[#This Row],[Equipment]]*CSU_data_summary[[#This Row],[Area]]","v":3438287.7698739544}]
[null,"ZNE-Ready-San Jose-Industrial Arts","ZNE-Ready","San Jose","Industrial Arts",109802,7.496888383257919,2.9378688623093208,2.4454260395283396,3.165968450511583,5.7278952815051474,9.2427090588009531,31.016756075913264,3405701.8506474281,{"$f":"CSU_data_summary[[#This Row],[Heating]]*CSU_data_summary[[#This Row],[Area]]","v":823173.33825848601},{"$f":"CSU_data_summary[[#This Row],[Cooling]]*CSU_data_summary[[#This Row],[Area]]","v":322583.87681928807},{"$f":"CSU_data_summary[[#This Row],[Ventilation]]*CSU_data_summary[[#This Row],[Area]]","v":268512.66999229073},{"$f":"CSU_data_summary[[#This Row],[Water Heating]]*CSU_data_summary[[#This Row],[Area]]","v":347629.66780307284},{"$f":"CSU_data_summary[[#This Row],[Lighting]]*CSU_data_summary[[#This Row],[Area]]","v":628934.35769982822},{"$f":"CSU_data_summary[[#This Row],[Equipment]]*CSU_data_summary[[#This Row],[Area]]","v":1014867.9400744622}]
[null,"ZNE-Ready-San Jose-Library","ZNE-Ready","San Jose","Library",499221,7.496888383257919,2.9378688623093208,2.4454260395283396,3.165968450511583,5.7278952815051474,9.2427090588009531,31.016756075913264,15484215.984973496,{"$f":"CSU_data_summary[[#This Row],[Heating]]*CSU_data_summary[[#This Row],[Area]]","v":3742604.1155784014},{"$f":"CSU_data_summary[[#This Row],[Cooling]]*CSU_data_summary[[#This Row],[Area]]","v":1466645.8313109213},{"$f":"CSU_data_summary[[#This Row],[Ventilation]]*CSU_data_summary[[#This Row],[Area]]","v":1220808.0328793772},{"$f":"CSU_data_summary[[#This Row],[Water Heating]]*CSU_data_summary[[#This Row],[Area]]","v":1580517.935832843},{"$f":"CSU_data_summary[[#This Row],[Lighting]]*CSU_data_summary[[#This Row],[Area]]","v":2859485.6103282813},{"$f":"CSU_data_summary[[#This Row],[Equipment]]*CSU_data_summary[[#This Row],[Area]]","v":4614154.4590436704}]
[null,"ZNE-Ready-San Jose-Residence Hall","ZNE-Ready","San Jose","Residence Hall",244996,2.5000052448502021,2.1325203692132146,1.7181482912090091,8.845936187098367,4.0877300920587452,13.782122728721347,33.066462913150886,8101151.1478703143,{"$f":"CSU_data_summary[[#This Row],[Heating]]*CSU_data_summary[[#This Row],[Area]]","v":612491.28496732016},{"$f":"CSU_data_summary[[#This Row],[Cooling]]*CSU_data_summary[[#This Row],[Area]]","v":522458.96037576074},{"$f":"CSU_data_summary[[#This Row],[Ventilation]]*CSU_data_summary[[#This Row],[Area]]","v":420939.45875304239},{"$f":"CSU_data_summary[[#This Row],[Water Heating]]*CSU_data_summary[[#This Row],[Area]]","v":2167218.9820943517},{"$f":"CSU_data_summary[[#This Row],[Lighting]]*CSU_data_summary[[#This Row],[Area]]","v":1001477.5216340243},{"$f":"CSU_data_summary[[#This Row],[Equipment]]*CSU_data_summary[[#This Row],[Area]]","v":3376564.9400458154}]
[null,"ZNE-Ready-San Jose-Science","ZNE-Ready","San Jose","Science",425686,3.6474077954406847,3.0380842474061991,2.5315692989857581,6.7213029691641681,6.619331261838461,96.976981390325832,119.5346769631611,50884238.497740194,{"$f":"CSU_data_summary[[#This Row],[Heating]]*CSU_data_summary[[#This Row],[Area]]","v":1552650.4348099632},{"$f":"CSU_data_summary[[#This Row],[Cooling]]*CSU_data_summary[[#This Row],[Area]]","v":1293269.9309413552},{"$f":"CSU_data_summary[[#This Row],[Ventilation]]*CSU_data_summary[[#This Row],[Area]]","v":1077653.6086080514},{"$f":"CSU_data_summary[[#This Row],[Water Heating]]*CSU_data_summary[[#This Row],[Area]]","v":2861164.5757316179},{"$f":"CSU_data_summary[[#This Row],[Lighting]]*CSU_data_summary[[#This Row],[Area]]","v":2817756.6475269669},{"$f":"CSU_data_summary[[#This Row],[Equipment]]*CSU_data_summary[[#This Row],[Area]]","v":41281743.300122239}]
[null,"ZNE-Ready-San Jose-Social Science","ZNE-Ready","San Jose","Social Science",130636,7.496888383257919,2.9378688623093216,2.44542603952834,3.1659684505115835,5.7278952815051483,9.2427090588009531,31.016756075913264,4051904.9467330053,{"$f":"CSU_data_summary[[#This Row],[Heating]]*CSU_data_summary[[#This Row],[Area]]","v":979363.51083528146},{"$f":"CSU_data_summary[[#This Row],[Cooling]]*CSU_data_summary[[#This Row],[Area]]","v":383791.43669664057},{"$f":"CSU_data_summary[[#This Row],[Ventilation]]*CSU_data_summary[[#This Row],[Area]]","v":319460.67609982425},{"$f":"CSU_data_summary[[#This Row],[Water Heating]]*CSU_data_summary[[#This Row],[Area]]","v":413589.4545010312},{"$f":"CSU_data_summary[[#This Row],[Lighting]]*CSU_data_summary[[#This Row],[Area]]","v":748269.32799470657},{"$f":"CSU_data_summary[[#This Row],[Equipment]]*CSU_data_summary[[#This Row],[Area]]","v":1207430.5406055213}]
[null,"ZNE-Ready-San Jose-Student Services","ZNE-Ready","San Jose","Student Services",106816,4.8568891406444878,3.2391427210640331,2.6402574180760316,0.92046593070406291,5.3554668261817033,14.193709003117352,31.205931039787671,3333292.72994596,{"$f":"CSU_data_summary[[#This Row],[Heating]]*CSU_data_summary[[#This Row],[Area]]","v":518793.47044708161},{"$f":"CSU_data_summary[[#This Row],[Cooling]]*CSU_data_summary[[#This Row],[Area]]","v":345992.26889317576},{"$f":"CSU_data_summary[[#This Row],[Ventilation]]*CSU_data_summary[[#This Row],[Area]]","v":282021.73636920942},{"$f":"CSU_data_summary[[#This Row],[Water Heating]]*CSU_data_summary[[#This Row],[Area]]","v":98320.488854085183},{"$f":"CSU_data_summary[[#This Row],[Lighting]]*CSU_data_summary[[#This Row],[Area]]","v":572049.5445054248},{"$f":"CSU_data_summary[[#This Row],[Equipment]]*CSU_data_summary[[#This Row],[Area]]","v":1516115.2208769831}]
[null,"ZNE-Ready-San Jose-University Union","ZNE-Ready","San Jose","University Union",227552,8.6437863053231396,3.4388226974099347,2.7289160644985522,3.5812895258402708,6.4300876199580399,9.1932332814251456,34.016135494455085,7740439.6640342437,{"$f":"CSU_data_summary[[#This Row],[Heating]]*CSU_data_summary[[#This Row],[Area]]","v":1966910.8613488912},{"$f":"CSU_data_summary[[#This Row],[Cooling]]*CSU_data_summary[[#This Row],[Area]]","v":782510.98244102544},{"$f":"CSU_data_summary[[#This Row],[Ventilation]]*CSU_data_summary[[#This Row],[Area]]","v":620970.30830877449},{"$f":"CSU_data_summary[[#This Row],[Water Heating]]*CSU_data_summary[[#This Row],[Area]]","v":814929.59418400528},{"$f":"CSU_data_summary[[#This Row],[Lighting]]*CSU_data_summary[[#This Row],[Area]]","v":1463179.298096692},{"$f":"CSU_data_summary[[#This Row],[Equipment]]*CSU_data_summary[[#This Row],[Area]]","v":2091938.6196548548}]
[null,"ZNE-Ready-San Luis Obispo-Administration","ZNE-Ready","San Luis Obispo","Administration",152728,6.1671435148566074,1.3580619399263905,2.5812855268245647,0.94612041384226131,5.4016075889991173,14.380787260702776,30.835006245151718,4709368.8338095313,{"$f":"CSU_data_summary[[#This Row],[Heating]]*CSU_data_summary[[#This Row],[Area]]","v":941895.49473701988},{"$f":"CSU_data_summary[[#This Row],[Cooling]]*CSU_data_summary[[#This Row],[Area]]","v":207414.08396107776},{"$f":"CSU_data_summary[[#This Row],[Ventilation]]*CSU_data_summary[[#This Row],[Area]]","v":394234.57594086212},{"$f":"CSU_data_summary[[#This Row],[Water Heating]]*CSU_data_summary[[#This Row],[Area]]","v":144499.07856530088},{"$f":"CSU_data_summary[[#This Row],[Lighting]]*CSU_data_summary[[#This Row],[Area]]","v":824976.72385265713},{"$f":"CSU_data_summary[[#This Row],[Equipment]]*CSU_data_summary[[#This Row],[Area]]","v":2196348.8767526136}]
[null,"ZNE-Ready-San Luis Obispo-Apartments","ZNE-Ready","San Luis Obispo","Apartments",1064946,2.5545578102801914,0.59420428134087044,1.4640119270846124,8.6681339282319669,3.9895075532849891,14.12659131631205,31.397006816534685,33436116.821241345,{"$f":"CSU_data_summary[[#This Row],[Heating]]*CSU_data_summary[[#This Row],[Area]]","v":2720466.1218266487},{"$f":"CSU_data_summary[[#This Row],[Cooling]]*CSU_data_summary[[#This Row],[Area]]","v":632795.47259683465},{"$f":"CSU_data_summary[[#This Row],[Ventilation]]*CSU_data_summary[[#This Row],[Area]]","v":1559093.6457010496},{"$f":"CSU_data_summary[[#This Row],[Water Heating]]*CSU_data_summary[[#This Row],[Area]]","v":9231094.5543349199},{"$f":"CSU_data_summary[[#This Row],[Lighting]]*CSU_data_summary[[#This Row],[Area]]","v":4248610.1108406363},{"$f":"CSU_data_summary[[#This Row],[Equipment]]*CSU_data_summary[[#This Row],[Area]]","v":15044056.915941251}]
[null,"ZNE-Ready-San Luis Obispo-Classroom","ZNE-Ready","San Luis Obispo","Classroom",266216,9.9704259359586693,1.1824531507943403,2.6484279646353288,3.6045178751967333,6.3296638971668981,9.1597937140173791,32.895282537769347,8757250.5360748041,{"$f":"CSU_data_summary[[#This Row],[Heating]]*CSU_data_summary[[#This Row],[Area]]","v":2654286.9109671731},{"$f":"CSU_data_summary[[#This Row],[Cooling]]*CSU_data_summary[[#This Row],[Area]]","v":314787.94799186609},{"$f":"CSU_data_summary[[#This Row],[Ventilation]]*CSU_data_summary[[#This Row],[Area]]","v":705053.89903335867},{"$f":"CSU_data_summary[[#This Row],[Water Heating]]*CSU_data_summary[[#This Row],[Area]]","v":959580.33066337358},{"$f":"CSU_data_summary[[#This Row],[Lighting]]*CSU_data_summary[[#This Row],[Area]]","v":1685057.8040481829},{"$f":"CSU_data_summary[[#This Row],[Equipment]]*CSU_data_summary[[#This Row],[Area]]","v":2438483.6433708505}]
[null,"ZNE-Ready-San Luis Obispo-Engineering","ZNE-Ready","San Luis Obispo","Engineering",518574,9.9704259359586693,1.1824531507943403,2.6484279646353288,3.6045178751967324,6.329663897166899,9.1597937140173791,32.895282537769347,17058638.246741202,{"$f":"CSU_data_summary[[#This Row],[Heating]]*CSU_data_summary[[#This Row],[Area]]","v":5170403.6593138305},{"$f":"CSU_data_summary[[#This Row],[Cooling]]*CSU_data_summary[[#This Row],[Area]]","v":613189.46022002422},{"$f":"CSU_data_summary[[#This Row],[Ventilation]]*CSU_data_summary[[#This Row],[Area]]","v":1373405.8833328011},{"$f":"CSU_data_summary[[#This Row],[Water Heating]]*CSU_data_summary[[#This Row],[Area]]","v":1869209.2526122704},{"$f":"CSU_data_summary[[#This Row],[Lighting]]*CSU_data_summary[[#This Row],[Area]]","v":3282399.1258094274},{"$f":"CSU_data_summary[[#This Row],[Equipment]]*CSU_data_summary[[#This Row],[Area]]","v":4750030.8654528484}]
[null,"ZNE-Ready-San Luis Obispo-Food Service","ZNE-Ready","San Luis Obispo","Food Service",94200,1.6465984928514161,1.0906847281547831,1.9599876529734974,9.5507496653037158,5.3232340283925899,168.08841774579798,187.65967231347398,17677541.131929249,{"$f":"CSU_data_summary[[#This Row],[Heating]]*CSU_data_summary[[#This Row],[Area]]","v":155109.57802660341},{"$f":"CSU_data_summary[[#This Row],[Cooling]]*CSU_data_summary[[#This Row],[Area]]","v":102742.50139218057},{"$f":"CSU_data_summary[[#This Row],[Ventilation]]*CSU_data_summary[[#This Row],[Area]]","v":184630.83691010345},{"$f":"CSU_data_summary[[#This Row],[Water Heating]]*CSU_data_summary[[#This Row],[Area]]","v":899680.61847161001},{"$f":"CSU_data_summary[[#This Row],[Lighting]]*CSU_data_summary[[#This Row],[Area]]","v":501448.64547458198},{"$f":"CSU_data_summary[[#This Row],[Equipment]]*CSU_data_summary[[#This Row],[Area]]","v":15833928.95165417}]
[null,"ZNE-Ready-San Luis Obispo-Library","ZNE-Ready","San Luis Obispo","Library",208433,9.9704259359586693,1.1824531507943403,2.6484279646353288,3.6045178751967333,6.3296638971668981,9.1597937140173791,32.895282537769347,6856462.4251948781,{"$f":"CSU_data_summary[[#This Row],[Heating]]*CSU_data_summary[[#This Row],[Area]]","v":2078165.7891096734},{"$f":"CSU_data_summary[[#This Row],[Cooling]]*CSU_data_summary[[#This Row],[Area]]","v":246462.25757951674},{"$f":"CSU_data_summary[[#This Row],[Ventilation]]*CSU_data_summary[[#This Row],[Area]]","v":552019.78595283546},{"$f":"CSU_data_summary[[#This Row],[Water Heating]]*CSU_data_summary[[#This Row],[Area]]","v":751300.47428088076},{"$f":"CSU_data_summary[[#This Row],[Lighting]]*CSU_data_summary[[#This Row],[Area]]","v":1319310.835078188},{"$f":"CSU_data_summary[[#This Row],[Equipment]]*CSU_data_summary[[#This Row],[Area]]","v":1909203.2831937843}]
[null,"ZNE-Ready-San Luis Obispo-Performing Arts","ZNE-Ready","San Luis Obispo","Performing Arts",101030,9.9704259359586693,1.1824531507943403,2.6484279646353288,3.6045178751967324,6.329663897166899,9.1597937140173791,32.895282537769347,3323410.3947908371,{"$f":"CSU_data_summary[[#This Row],[Heating]]*CSU_data_summary[[#This Row],[Area]]","v":1007312.1323099043},{"$f":"CSU_data_summary[[#This Row],[Cooling]]*CSU_data_summary[[#This Row],[Area]]","v":119463.2418247522},{"$f":"CSU_data_summary[[#This Row],[Ventilation]]*CSU_data_summary[[#This Row],[Area]]","v":267570.6772671073},{"$f":"CSU_data_summary[[#This Row],[Water Heating]]*CSU_data_summary[[#This Row],[Area]]","v":364164.44093112589},{"$f":"CSU_data_summary[[#This Row],[Lighting]]*CSU_data_summary[[#This Row],[Area]]","v":639485.94353077176},{"$f":"CSU_data_summary[[#This Row],[Equipment]]*CSU_data_summary[[#This Row],[Area]]","v":925413.95892717585}]
[null,"ZNE-Ready-San Luis Obispo-Residence Hall","ZNE-Ready","San Luis Obispo","Residence Hall",521680,2.5545578102801878,0.59420428134086967,1.4640119270846108,8.6681339282319581,3.989507553284986,14.126591316312046,31.397006816534656,16379190.516049799,{"$f":"CSU_data_summary[[#This Row],[Heating]]*CSU_data_summary[[#This Row],[Area]]","v":1332661.7184669683},{"$f":"CSU_data_summary[[#This Row],[Cooling]]*CSU_data_summary[[#This Row],[Area]]","v":309984.4894899049},{"$f":"CSU_data_summary[[#This Row],[Ventilation]]*CSU_data_summary[[#This Row],[Area]]","v":763745.74212149973},{"$f":"CSU_data_summary[[#This Row],[Water Heating]]*CSU_data_summary[[#This Row],[Area]]","v":4521992.1076800479},{"$f":"CSU_data_summary[[#This Row],[Lighting]]*CSU_data_summary[[#This Row],[Area]]","v":2081246.3003977116},{"$f":"CSU_data_summary[[#This Row],[Equipment]]*CSU_data_summary[[#This Row],[Area]]","v":7369560.1578936679}]
[null,"ZNE-Ready-San Luis Obispo-Science","ZNE-Ready","San Luis Obispo","Science",379831,5.043685615190217,1.2714004734597926,2.8507194060289494,7.9565554235218521,7.5795375658863762,100.19111025143975,124.89300873552693,47438236.401023932,{"$f":"CSU_data_summary[[#This Row],[Heating]]*CSU_data_summary[[#This Row],[Area]]","v":1915748.1509033153},{"$f":"CSU_data_summary[[#This Row],[Cooling]]*CSU_data_summary[[#This Row],[Area]]","v":482917.31323470647},{"$f":"CSU_data_summary[[#This Row],[Ventilation]]*CSU_data_summary[[#This Row],[Area]]","v":1082791.6027113819},{"$f":"CSU_data_summary[[#This Row],[Water Heating]]*CSU_data_summary[[#This Row],[Area]]","v":3022146.4030717285},{"$f":"CSU_data_summary[[#This Row],[Lighting]]*CSU_data_summary[[#This Row],[Area]]","v":2878943.3331881883},{"$f":"CSU_data_summary[[#This Row],[Equipment]]*CSU_data_summary[[#This Row],[Area]]","v":38055689.597914614}]
[null,"ZNE-Ready-San Luis Obispo-University Union","ZNE-Ready","San Luis Obispo","University Union",115276,10.36475273912618,1.2522350877009494,2.6349561559857815,3.738393441701017,6.6019024976077452,9.1851715590028675,33.777411481124545,3893724.8858981133,{"$f":"CSU_data_summary[[#This Row],[Heating]]*CSU_data_summary[[#This Row],[Area]]","v":1194807.2367555096},{"$f":"CSU_data_summary[[#This Row],[Cooling]]*CSU_data_summary[[#This Row],[Area]]","v":144352.65196981464},{"$f":"CSU_data_summary[[#This Row],[Ventilation]]*CSU_data_summary[[#This Row],[Area]]","v":303747.20583741693},{"$f":"CSU_data_summary[[#This Row],[Water Heating]]*CSU_data_summary[[#This Row],[Area]]","v":430947.04238552641},{"$f":"CSU_data_summary[[#This Row],[Lighting]]*CSU_data_summary[[#This Row],[Area]]","v":761040.91231423046},{"$f":"CSU_data_summary[[#This Row],[Equipment]]*CSU_data_summary[[#This Row],[Area]]","v":1058829.8366356145}]
[null,"ZNE-Ready-San Marcos-Administration","ZNE-Ready","San Marcos","Administration",172999,3.411248731858505,5.5528666403195883,2.9721813010446869,0.92800376066899648,5.5511427435298542,13.782487778777,32.197930956198633,5570209.8574914075,{"$f":"CSU_data_summary[[#This Row],[Heating]]*CSU_data_summary[[#This Row],[Area]]","v":590142.61936278956},{"$f":"CSU_data_summary[[#This Row],[Cooling]]*CSU_data_summary[[#This Row],[Area]]","v":960640.37590864848},{"$f":"CSU_data_summary[[#This Row],[Ventilation]]*CSU_data_summary[[#This Row],[Area]]","v":514184.39289942977},{"$f":"CSU_data_summary[[#This Row],[Water Heating]]*CSU_data_summary[[#This Row],[Area]]","v":160543.72259197573},{"$f":"CSU_data_summary[[#This Row],[Lighting]]*CSU_data_summary[[#This Row],[Area]]","v":960342.14348792122},{"$f":"CSU_data_summary[[#This Row],[Equipment]]*CSU_data_summary[[#This Row],[Area]]","v":2384356.6032406422}]
[null,"ZNE-Ready-San Marcos-Apartments","ZNE-Ready","San Marcos","Apartments",189000,1.4323806667572949,3.8881380025578243,2.1597342608759789,8.8651952047671951,4.4466508238270661,13.305823943096652,34.097922901882015,6444507.4284557011,{"$f":"CSU_data_summary[[#This Row],[Heating]]*CSU_data_summary[[#This Row],[Area]]","v":270719.94601712876},{"$f":"CSU_data_summary[[#This Row],[Cooling]]*CSU_data_summary[[#This Row],[Area]]","v":734858.08248342876},{"$f":"CSU_data_summary[[#This Row],[Ventilation]]*CSU_data_summary[[#This Row],[Area]]","v":408189.77530556003},{"$f":"CSU_data_summary[[#This Row],[Water Heating]]*CSU_data_summary[[#This Row],[Area]]","v":1675521.8937009999},{"$f":"CSU_data_summary[[#This Row],[Lighting]]*CSU_data_summary[[#This Row],[Area]]","v":840417.00570331549},{"$f":"CSU_data_summary[[#This Row],[Equipment]]*CSU_data_summary[[#This Row],[Area]]","v":2514800.7252452672}]
[null,"ZNE-Ready-San Marcos-Business Administration","ZNE-Ready","San Marcos","Business Administration",80200,2.0237467010149013,4.2924002856824064,1.5573316656096283,0.80763680058402854,5.3688449363213717,10.406601023696407,24.456561412908741,1961416.225315281,{"$f":"CSU_data_summary[[#This Row],[Heating]]*CSU_data_summary[[#This Row],[Area]]","v":162304.48542139507},{"$f":"CSU_data_summary[[#This Row],[Cooling]]*CSU_data_summary[[#This Row],[Area]]","v":344250.50291172898},{"$f":"CSU_data_summary[[#This Row],[Ventilation]]*CSU_data_summary[[#This Row],[Area]]","v":124897.99958189219},{"$f":"CSU_data_summary[[#This Row],[Water Heating]]*CSU_data_summary[[#This Row],[Area]]","v":64772.471406839089},{"$f":"CSU_data_summary[[#This Row],[Lighting]]*CSU_data_summary[[#This Row],[Area]]","v":430581.36389297404},{"$f":"CSU_data_summary[[#This Row],[Equipment]]*CSU_data_summary[[#This Row],[Area]]","v":834609.40210045187}]
[null,"ZNE-Ready-San Marcos-Classroom","ZNE-Ready","San Marcos","Classroom",133706,4.3272016176415509,4.7268292700524857,2.1993532293760247,2.5836808962986866,4.9415837776790488,8.9563548751605939,27.735003666208392,3708336.4001940591,{"$f":"CSU_data_summary[[#This Row],[Heating]]*CSU_data_summary[[#This Row],[Area]]","v":578572.81948838115},{"$f":"CSU_data_summary[[#This Row],[Cooling]]*CSU_data_summary[[#This Row],[Area]]","v":632005.43438163761},{"$f":"CSU_data_summary[[#This Row],[Ventilation]]*CSU_data_summary[[#This Row],[Area]]","v":294066.72288695077},{"$f":"CSU_data_summary[[#This Row],[Water Heating]]*CSU_data_summary[[#This Row],[Area]]","v":345453.63792051218},{"$f":"CSU_data_summary[[#This Row],[Lighting]]*CSU_data_summary[[#This Row],[Area]]","v":660719.40057835495},{"$f":"CSU_data_summary[[#This Row],[Equipment]]*CSU_data_summary[[#This Row],[Area]]","v":1197518.3849382224}]
[null,"ZNE-Ready-San Marcos-Food Sales-Vendor","ZNE-Ready","San Marcos","Food Sales-Vendor",26705,1.1234861991137692,2.7747860856420683,1.6497158608051434,1.4208460131170924,5.961363942141352,66.100026573754533,79.030224674573958,2110502.1499344977,{"$f":"CSU_data_summary[[#This Row],[Heating]]*CSU_data_summary[[#This Row],[Area]]","v":30002.698947333207},{"$f":"CSU_data_summary[[#This Row],[Cooling]]*CSU_data_summary[[#This Row],[Area]]","v":74100.662417071435},{"$f":"CSU_data_summary[[#This Row],[Ventilation]]*CSU_data_summary[[#This Row],[Area]]","v":44055.662062801355},{"$f":"CSU_data_summary[[#This Row],[Water Heating]]*CSU_data_summary[[#This Row],[Area]]","v":37943.692780291953},{"$f":"CSU_data_summary[[#This Row],[Lighting]]*CSU_data_summary[[#This Row],[Area]]","v":159198.22407488481},{"$f":"CSU_data_summary[[#This Row],[Equipment]]*CSU_data_summary[[#This Row],[Area]]","v":1765201.2096521149}]
[null,"ZNE-Ready-San Marcos-Library","ZNE-Ready","San Marcos","Library",200530,4.3272016176415509,4.7268292700524857,2.1993532293760247,2.5836808962986866,4.9415837776790488,8.9563548751605939,27.735003666208392,5561700.285184769,{"$f":"CSU_data_summary[[#This Row],[Heating]]*CSU_data_summary[[#This Row],[Area]]","v":867733.7403856602},{"$f":"CSU_data_summary[[#This Row],[Cooling]]*CSU_data_summary[[#This Row],[Area]]","v":947871.07352362492},{"$f":"CSU_data_summary[[#This Row],[Ventilation]]*CSU_data_summary[[#This Row],[Area]]","v":441036.30308677425},{"$f":"CSU_data_summary[[#This Row],[Water Heating]]*CSU_data_summary[[#This Row],[Area]]","v":518105.53013477562},{"$f":"CSU_data_summary[[#This Row],[Lighting]]*CSU_data_summary[[#This Row],[Area]]","v":990935.79493797966},{"$f":"CSU_data_summary[[#This Row],[Equipment]]*CSU_data_summary[[#This Row],[Area]]","v":1796017.843115954}]
[null,"ZNE-Ready-San Marcos-Recreation Center","ZNE-Ready","San Marcos","Recreation Center",26000,5.5268319206075578,6.0372483654290052,2.809080026049676,3.2999548697040613,6.3115392750565897,8.9563548751605921,32.941009332007482,856466.24263219454,{"$f":"CSU_data_summary[[#This Row],[Heating]]*CSU_data_summary[[#This Row],[Area]]","v":143697.62993579649},{"$f":"CSU_data_summary[[#This Row],[Cooling]]*CSU_data_summary[[#This Row],[Area]]","v":156968.45750115413},{"$f":"CSU_data_summary[[#This Row],[Ventilation]]*CSU_data_summary[[#This Row],[Area]]","v":73036.080677291582},{"$f":"CSU_data_summary[[#This Row],[Water Heating]]*CSU_data_summary[[#This Row],[Area]]","v":85798.826612305595},{"$f":"CSU_data_summary[[#This Row],[Lighting]]*CSU_data_summary[[#This Row],[Area]]","v":164100.02115147133},{"$f":"CSU_data_summary[[#This Row],[Equipment]]*CSU_data_summary[[#This Row],[Area]]","v":232865.22675417538}]
[null,"ZNE-Ready-San Marcos-Science","ZNE-Ready","San Marcos","Science",108789,1.8449170118299403,4.2835491104599006,1.9952471575798549,4.8067572616936136,5.0535440956198441,92.282018728522132,110.26603336570528,11995731.503821712,{"$f":"CSU_data_summary[[#This Row],[Heating]]*CSU_data_summary[[#This Row],[Area]]","v":200706.67679996736},{"$f":"CSU_data_summary[[#This Row],[Cooling]]*CSU_data_summary[[#This Row],[Area]]","v":466003.02417782211},{"$f":"CSU_data_summary[[#This Row],[Ventilation]]*CSU_data_summary[[#This Row],[Area]]","v":217060.94302595482},{"$f":"CSU_data_summary[[#This Row],[Water Heating]]*CSU_data_summary[[#This Row],[Area]]","v":522922.31574238651},{"$f":"CSU_data_summary[[#This Row],[Lighting]]*CSU_data_summary[[#This Row],[Area]]","v":549770.00861838716},{"$f":"CSU_data_summary[[#This Row],[Equipment]]*CSU_data_summary[[#This Row],[Area]]","v":10039268.535457194}]
[null,"ZNE-Ready-San Marcos-Social Science","ZNE-Ready","San Marcos","Social Science",106509,4.3272016176415438,4.7268292700524777,2.1993532293760207,2.5836808962986826,4.9415837776790426,8.9563548751605921,27.73500366620836,2954027.5054841861,{"$f":"CSU_data_summary[[#This Row],[Heating]]*CSU_data_summary[[#This Row],[Area]]","v":460885.91709338321},{"$f":"CSU_data_summary[[#This Row],[Cooling]]*CSU_data_summary[[#This Row],[Area]]","v":503449.85872401932},{"$f":"CSU_data_summary[[#This Row],[Ventilation]]*CSU_data_summary[[#This Row],[Area]]","v":234250.9131076106},{"$f":"CSU_data_summary[[#This Row],[Water Heating]]*CSU_data_summary[[#This Row],[Area]]","v":275185.26858387637},{"$f":"CSU_data_summary[[#This Row],[Lighting]]*CSU_data_summary[[#This Row],[Area]]","v":526323.14657681715},{"$f":"CSU_data_summary[[#This Row],[Equipment]]*CSU_data_summary[[#This Row],[Area]]","v":953932.40139847947}]
[null,"ZNE-Ready-San Marcos-University Union","ZNE-Ready","San Marcos","University Union",89500,5.5602492530997303,6.1315207167244923,3.0795257009516268,3.495026387435118,6.5830279000632288,9.0519521711121271,33.901302129386323,3034166.5405800757,{"$f":"CSU_data_summary[[#This Row],[Heating]]*CSU_data_summary[[#This Row],[Area]]","v":497642.30815242586},{"$f":"CSU_data_summary[[#This Row],[Cooling]]*CSU_data_summary[[#This Row],[Area]]","v":548771.10414684203},{"$f":"CSU_data_summary[[#This Row],[Ventilation]]*CSU_data_summary[[#This Row],[Area]]","v":275617.55023517058},{"$f":"CSU_data_summary[[#This Row],[Water Heating]]*CSU_data_summary[[#This Row],[Area]]","v":312804.86167544307},{"$f":"CSU_data_summary[[#This Row],[Lighting]]*CSU_data_summary[[#This Row],[Area]]","v":589180.99705565895},{"$f":"CSU_data_summary[[#This Row],[Equipment]]*CSU_data_summary[[#This Row],[Area]]","v":810149.71931453538}]
[null,"ZNE-Ready-Sonoma-Administration","ZNE-Ready","Sonoma","Administration",116186,7.0253629048766273,2.8510577231783927,2.6363705139472668,0.94375771948070253,5.4366185430963005,14.470682063760259,33.363849468339545,3876412.2143284986,{"$f":"CSU_data_summary[[#This Row],[Heating]]*CSU_data_summary[[#This Row],[Area]]","v":816248.81446599576},{"$f":"CSU_data_summary[[#This Row],[Cooling]]*CSU_data_summary[[#This Row],[Area]]","v":331252.99262520473},{"$f":"CSU_data_summary[[#This Row],[Ventilation]]*CSU_data_summary[[#This Row],[Area]]","v":306309.34453347715},{"$f":"CSU_data_summary[[#This Row],[Water Heating]]*CSU_data_summary[[#This Row],[Area]]","v":109651.4343955849},{"$f":"CSU_data_summary[[#This Row],[Lighting]]*CSU_data_summary[[#This Row],[Area]]","v":631658.9620481868},{"$f":"CSU_data_summary[[#This Row],[Equipment]]*CSU_data_summary[[#This Row],[Area]]","v":1681290.6662600494}]
[null,"ZNE-Ready-Sonoma-Classroom","ZNE-Ready","Sonoma","Classroom",203900,10.915172304763507,2.8574371993812995,2.5405819578610322,3.3448911387584124,5.9578280951814264,9.3160682249702695,34.931978920915952,7122630.5019747624,{"$f":"CSU_data_summary[[#This Row],[Heating]]*CSU_data_summary[[#This Row],[Area]]","v":2225603.6329412791},{"$f":"CSU_data_summary[[#This Row],[Cooling]]*CSU_data_summary[[#This Row],[Area]]","v":582631.44495384698},{"$f":"CSU_data_summary[[#This Row],[Ventilation]]*CSU_data_summary[[#This Row],[Area]]","v":518024.66120786447},{"$f":"CSU_data_summary[[#This Row],[Water Heating]]*CSU_data_summary[[#This Row],[Area]]","v":682023.30319284031},{"$f":"CSU_data_summary[[#This Row],[Lighting]]*CSU_data_summary[[#This Row],[Area]]","v":1214801.1486074929},{"$f":"CSU_data_summary[[#This Row],[Equipment]]*CSU_data_summary[[#This Row],[Area]]","v":1899546.311071438}]
[null,"ZNE-Ready-Sonoma-Food Sales-Vendor","ZNE-Ready","Sonoma","Food Sales-Vendor",28560,3.6705910362733531,2.1726065220532758,2.4682671709579616,2.3825110289147458,9.0715447305593457,71.714769930620278,91.48029041937896,2612677.0943774632,{"$f":"CSU_data_summary[[#This Row],[Heating]]*CSU_data_summary[[#This Row],[Area]]","v":104832.07999596697},{"$f":"CSU_data_summary[[#This Row],[Cooling]]*CSU_data_summary[[#This Row],[Area]]","v":62049.642269841555},{"$f":"CSU_data_summary[[#This Row],[Ventilation]]*CSU_data_summary[[#This Row],[Area]]","v":70493.710402559387},{"$f":"CSU_data_summary[[#This Row],[Water Heating]]*CSU_data_summary[[#This Row],[Area]]","v":68044.514985805145},{"$f":"CSU_data_summary[[#This Row],[Lighting]]*CSU_data_summary[[#This Row],[Area]]","v":259083.31750477492},{"$f":"CSU_data_summary[[#This Row],[Equipment]]*CSU_data_summary[[#This Row],[Area]]","v":2048173.8292185152}]
[null,"ZNE-Ready-Sonoma-Library","ZNE-Ready","Sonoma","Library",215500,10.915172304763507,2.8574371993812995,2.5405819578610322,3.3448911387584124,5.9578280951814264,9.3160682249702695,34.931978920915952,7527841.4574573878,{"$f":"CSU_data_summary[[#This Row],[Heating]]*CSU_data_summary[[#This Row],[Area]]","v":2352219.6316765356},{"$f":"CSU_data_summary[[#This Row],[Cooling]]*CSU_data_summary[[#This Row],[Area]]","v":615777.71646667004},{"$f":"CSU_data_summary[[#This Row],[Ventilation]]*CSU_data_summary[[#This Row],[Area]]","v":547495.41191905248},{"$f":"CSU_data_summary[[#This Row],[Water Heating]]*CSU_data_summary[[#This Row],[Area]]","v":720824.04040243791},{"$f":"CSU_data_summary[[#This Row],[Lighting]]*CSU_data_summary[[#This Row],[Area]]","v":1283911.9545115973},{"$f":"CSU_data_summary[[#This Row],[Equipment]]*CSU_data_summary[[#This Row],[Area]]","v":2007612.7024810931}]
[null,"ZNE-Ready-Sonoma-Music","ZNE-Ready","Sonoma","Music",136154,10.915172304763507,2.8574371993812995,2.5405819578610322,3.3448911387584124,5.9578280951814264,9.3160682249702695,34.931978920915952,4756128.6579983905,{"$f":"CSU_data_summary[[#This Row],[Heating]]*CSU_data_summary[[#This Row],[Area]]","v":1486144.3699827706},{"$f":"CSU_data_summary[[#This Row],[Cooling]]*CSU_data_summary[[#This Row],[Area]]","v":389051.50444456143},{"$f":"CSU_data_summary[[#This Row],[Ventilation]]*CSU_data_summary[[#This Row],[Area]]","v":345910.39589061099},{"$f":"CSU_data_summary[[#This Row],[Water Heating]]*CSU_data_summary[[#This Row],[Area]]","v":455420.30810651288},{"$f":"CSU_data_summary[[#This Row],[Lighting]]*CSU_data_summary[[#This Row],[Area]]","v":811182.12647133193},{"$f":"CSU_data_summary[[#This Row],[Equipment]]*CSU_data_summary[[#This Row],[Area]]","v":1268419.9531026022}]
[null,"ZNE-Ready-Sonoma-Recreation Center","ZNE-Ready","Sonoma","Recreation Center",53442,12.220795213682395,3.1992307473110118,2.8444747333073503,3.7449916939000745,6.6704761992406505,9.3160682249702695,37.996036812411752,2030584.1993289089,{"$f":"CSU_data_summary[[#This Row],[Heating]]*CSU_data_summary[[#This Row],[Area]]","v":653103.73780961451},{"$f":"CSU_data_summary[[#This Row],[Cooling]]*CSU_data_summary[[#This Row],[Area]]","v":170973.28959779508},{"$f":"CSU_data_summary[[#This Row],[Ventilation]]*CSU_data_summary[[#This Row],[Area]]","v":152014.41869741143},{"$f":"CSU_data_summary[[#This Row],[Water Heating]]*CSU_data_summary[[#This Row],[Area]]","v":200139.84610540778},{"$f":"CSU_data_summary[[#This Row],[Lighting]]*CSU_data_summary[[#This Row],[Area]]","v":356483.58903981885},{"$f":"CSU_data_summary[[#This Row],[Equipment]]*CSU_data_summary[[#This Row],[Area]]","v":497869.31807886116}]
[null,"ZNE-Ready-Sonoma-Residence Hall","ZNE-Ready","Sonoma","Residence Hall",904585,4.4139996069072582,1.9889563443849412,1.8944111109847488,9.8007771639691796,4.5332098863288897,14.101677938453612,36.73303205102863,33228149.797879733,{"$f":"CSU_data_summary[[#This Row],[Heating]]*CSU_data_summary[[#This Row],[Area]]","v":3992837.8344142023},{"$f":"CSU_data_summary[[#This Row],[Cooling]]*CSU_data_summary[[#This Row],[Area]]","v":1799180.0747854521},{"$f":"CSU_data_summary[[#This Row],[Ventilation]]*CSU_data_summary[[#This Row],[Area]]","v":1713655.8748301389},{"$f":"CSU_data_summary[[#This Row],[Water Heating]]*CSU_data_summary[[#This Row],[Area]]","v":8865636.0108690597},{"$f":"CSU_data_summary[[#This Row],[Lighting]]*CSU_data_summary[[#This Row],[Area]]","v":4100673.6650248189},{"$f":"CSU_data_summary[[#This Row],[Equipment]]*CSU_data_summary[[#This Row],[Area]]","v":12756166.337956062}]
[null,"ZNE-Ready-Sonoma-Science","ZNE-Ready","Sonoma","Science",119791,6.9751365801875131,3.8811724862991794,3.454517050526253,9.3271233543488226,8.827399216864583,100.03339084827384,132.49873953650018,15872156.507816894,{"$f":"CSU_data_summary[[#This Row],[Heating]]*CSU_data_summary[[#This Row],[Area]]","v":835558.58607724239},{"$f":"CSU_data_summary[[#This Row],[Cooling]]*CSU_data_summary[[#This Row],[Area]]","v":464929.53330626502},{"$f":"CSU_data_summary[[#This Row],[Ventilation]]*CSU_data_summary[[#This Row],[Area]]","v":413820.05199959036},{"$f":"CSU_data_summary[[#This Row],[Water Heating]]*CSU_data_summary[[#This Row],[Area]]","v":1117305.4337407998},{"$f":"CSU_data_summary[[#This Row],[Lighting]]*CSU_data_summary[[#This Row],[Area]]","v":1057442.9795874252},{"$f":"CSU_data_summary[[#This Row],[Equipment]]*CSU_data_summary[[#This Row],[Area]]","v":11983099.923105571}]
[null,"ZNE-Ready-Sonoma-Theater Arts","ZNE-Ready","Sonoma","Theater Arts",20655,10.915172304763507,2.8574371993812995,2.5405819578610322,3.3448911387584124,5.9578280951814264,9.3160682249702695,34.931978920915952,721520.02461151895,{"$f":"CSU_data_summary[[#This Row],[Heating]]*CSU_data_summary[[#This Row],[Area]]","v":225452.88395489025},{"$f":"CSU_data_summary[[#This Row],[Cooling]]*CSU_data_summary[[#This Row],[Area]]","v":59020.365353220739},{"$f":"CSU_data_summary[[#This Row],[Ventilation]]*CSU_data_summary[[#This Row],[Area]]","v":52475.72033961962},{"$f":"CSU_data_summary[[#This Row],[Water Heating]]*CSU_data_summary[[#This Row],[Area]]","v":69088.726471055008},{"$f":"CSU_data_summary[[#This Row],[Lighting]]*CSU_data_summary[[#This Row],[Area]]","v":123058.93930597237},{"$f":"CSU_data_summary[[#This Row],[Equipment]]*CSU_data_summary[[#This Row],[Area]]","v":192423.38918676091}]
[null,"ZNE-Ready-Sonoma-University Union","ZNE-Ready","Sonoma","University Union",130065,12.533058216524022,2.9780683044014875,2.6647893270201108,3.5532026384196809,6.4003984436890642,9.2266860509182766,37.35620298097264,4858734.5407202067,{"$f":"CSU_data_summary[[#This Row],[Heating]]*CSU_data_summary[[#This Row],[Area]]","v":1630112.2169321969},{"$f":"CSU_data_summary[[#This Row],[Cooling]]*CSU_data_summary[[#This Row],[Area]]","v":387342.45401197945},{"$f":"CSU_data_summary[[#This Row],[Ventilation]]*CSU_data_summary[[#This Row],[Area]]","v":346595.8238188707},{"$f":"CSU_data_summary[[#This Row],[Water Heating]]*CSU_data_summary[[#This Row],[Area]]","v":462147.30116605578},{"$f":"CSU_data_summary[[#This Row],[Lighting]]*CSU_data_summary[[#This Row],[Area]]","v":832467.82357841812},{"$f":"CSU_data_summary[[#This Row],[Equipment]]*CSU_data_summary[[#This Row],[Area]]","v":1200068.9212126858}]
[null,"ZNE-Ready-Stanislaus-Apartments","ZNE-Ready","Stanislaus","Apartments",122341,4.1950099428379284,3.3803678630439991,2.0928999474740562,9.0872168357914891,4.572574652923068,12.855972640110302,36.184041882180843,4426791.8679078864,{"$f":"CSU_data_summary[[#This Row],[Heating]]*CSU_data_summary[[#This Row],[Area]]","v":513221.71141673502},{"$f":"CSU_data_summary[[#This Row],[Cooling]]*CSU_data_summary[[#This Row],[Area]]","v":413557.58473266591},{"$f":"CSU_data_summary[[#This Row],[Ventilation]]*CSU_data_summary[[#This Row],[Area]]","v":256047.4724739235},{"$f":"CSU_data_summary[[#This Row],[Water Heating]]*CSU_data_summary[[#This Row],[Area]]","v":1111739.1949075665},{"$f":"CSU_data_summary[[#This Row],[Lighting]]*CSU_data_summary[[#This Row],[Area]]","v":559413.35561326111},{"$f":"CSU_data_summary[[#This Row],[Equipment]]*CSU_data_summary[[#This Row],[Area]]","v":1572812.5487637345}]
[null,"ZNE-Ready-Stanislaus-Classroom","ZNE-Ready","Stanislaus","Classroom",375900,8.8258480284943754,3.7735923721859024,2.187042673155414,2.7377186161413616,5.0286920602604424,8.4914383128989854,31.044332063136483,11669564.422533004,{"$f":"CSU_data_summary[[#This Row],[Heating]]*CSU_data_summary[[#This Row],[Area]]","v":3317636.2739110356},{"$f":"CSU_data_summary[[#This Row],[Cooling]]*CSU_data_summary[[#This Row],[Area]]","v":1418493.3727046808},{"$f":"CSU_data_summary[[#This Row],[Ventilation]]*CSU_data_summary[[#This Row],[Area]]","v":822109.34083912009},{"$f":"CSU_data_summary[[#This Row],[Water Heating]]*CSU_data_summary[[#This Row],[Area]]","v":1029108.4278075378},{"$f":"CSU_data_summary[[#This Row],[Lighting]]*CSU_data_summary[[#This Row],[Area]]","v":1890285.3454519003},{"$f":"CSU_data_summary[[#This Row],[Equipment]]*CSU_data_summary[[#This Row],[Area]]","v":3191931.6618187288}]
[null,"ZNE-Ready-Stanislaus-Food Service","ZNE-Ready","Stanislaus","Food Service",33575,3.208687672375631,7.6624432933572386,3.5630295681039645,15.968939895956996,8.8364169611286325,150.89549352038699,190.13501091130945,6383782.9913472151,{"$f":"CSU_data_summary[[#This Row],[Heating]]*CSU_data_summary[[#This Row],[Area]]","v":107731.68860001181},{"$f":"CSU_data_summary[[#This Row],[Cooling]]*CSU_data_summary[[#This Row],[Area]]","v":257266.5335744693},{"$f":"CSU_data_summary[[#This Row],[Ventilation]]*CSU_data_summary[[#This Row],[Area]]","v":119628.7177490906},{"$f":"CSU_data_summary[[#This Row],[Water Heating]]*CSU_data_summary[[#This Row],[Area]]","v":536157.15700675617},{"$f":"CSU_data_summary[[#This Row],[Lighting]]*CSU_data_summary[[#This Row],[Area]]","v":296682.69946989382},{"$f":"CSU_data_summary[[#This Row],[Equipment]]*CSU_data_summary[[#This Row],[Area]]","v":5066316.1949469931}]
[null,"ZNE-Ready-Stanislaus-Library","ZNE-Ready","Stanislaus","Library",123319,8.8258480284943754,3.7735923721859024,2.187042673155414,2.7377186161413616,5.0286920602604424,8.4914383128989854,31.044332063136483,3828355.9856939279,{"$f":"CSU_data_summary[[#This Row],[Heating]]*CSU_data_summary[[#This Row],[Area]]","v":1088394.7530258978},{"$f":"CSU_data_summary[[#This Row],[Cooling]]*CSU_data_summary[[#This Row],[Area]]","v":465355.63774559327},{"$f":"CSU_data_summary[[#This Row],[Ventilation]]*CSU_data_summary[[#This Row],[Area]]","v":269703.91541085253},{"$f":"CSU_data_summary[[#This Row],[Water Heating]]*CSU_data_summary[[#This Row],[Area]]","v":337612.72202393657},{"$f":"CSU_data_summary[[#This Row],[Lighting]]*CSU_data_summary[[#This Row],[Area]]","v":620133.27617925755},{"$f":"CSU_data_summary[[#This Row],[Equipment]]*CSU_data_summary[[#This Row],[Area]]","v":1047155.68130839}]
[null,"ZNE-Ready-Stanislaus-Music","ZNE-Ready","Stanislaus","Music",22407,8.8258480284943754,3.7735923721859024,2.187042673155414,2.7377186161413616,5.0286920602604424,8.4914383128989854,31.044332063136483,695610.34853869921,{"$f":"CSU_data_summary[[#This Row],[Heating]]*CSU_data_summary[[#This Row],[Area]]","v":197760.77677447346},{"$f":"CSU_data_summary[[#This Row],[Cooling]]*CSU_data_summary[[#This Row],[Area]]","v":84554.88428356951},{"$f":"CSU_data_summary[[#This Row],[Ventilation]]*CSU_data_summary[[#This Row],[Area]]","v":49005.065177393364},{"$f":"CSU_data_summary[[#This Row],[Water Heating]]*CSU_data_summary[[#This Row],[Area]]","v":61344.061031879486},{"$f":"CSU_data_summary[[#This Row],[Lighting]]*CSU_data_summary[[#This Row],[Area]]","v":112677.90299425574},{"$f":"CSU_data_summary[[#This Row],[Equipment]]*CSU_data_summary[[#This Row],[Area]]","v":190267.65827712757}]
[null,"ZNE-Ready-Stanislaus-Residence Hall","ZNE-Ready","Stanislaus","Residence Hall",70376,4.1950099428379284,3.3803678630439991,2.0928999474740562,9.0872168357914891,4.572574652923068,12.855972640110302,36.184041882180843,2546488.1315003592,{"$f":"CSU_data_summary[[#This Row],[Heating]]*CSU_data_summary[[#This Row],[Area]]","v":295228.01973716205},{"$f":"CSU_data_summary[[#This Row],[Cooling]]*CSU_data_summary[[#This Row],[Area]]","v":237896.76872958447},{"$f":"CSU_data_summary[[#This Row],[Ventilation]]*CSU_data_summary[[#This Row],[Area]]","v":147289.92670343418},{"$f":"CSU_data_summary[[#This Row],[Water Heating]]*CSU_data_summary[[#This Row],[Area]]","v":639521.97203566181},{"$f":"CSU_data_summary[[#This Row],[Lighting]]*CSU_data_summary[[#This Row],[Area]]","v":321799.51377411385},{"$f":"CSU_data_summary[[#This Row],[Equipment]]*CSU_data_summary[[#This Row],[Area]]","v":904751.93052040262}]
[null,"ZNE-Ready-Stanislaus-Science","ZNE-Ready","Stanislaus","Science",166389,5.7809565795472864,5.2536650087309491,3.0481232959702358,7.8248439242281789,7.6117330714381843,90.388623294406102,119.90794517432093,19951363.089610085,{"$f":"CSU_data_summary[[#This Row],[Heating]]*CSU_data_summary[[#This Row],[Area]]","v":961887.58431429346},{"$f":"CSU_data_summary[[#This Row],[Cooling]]*CSU_data_summary[[#This Row],[Area]]","v":874152.06713773392},{"$f":"CSU_data_summary[[#This Row],[Ventilation]]*CSU_data_summary[[#This Row],[Area]]","v":507174.18709319155},{"$f":"CSU_data_summary[[#This Row],[Water Heating]]*CSU_data_summary[[#This Row],[Area]]","v":1301967.9557084024},{"$f":"CSU_data_summary[[#This Row],[Lighting]]*CSU_data_summary[[#This Row],[Area]]","v":1266508.6540235281},{"$f":"CSU_data_summary[[#This Row],[Equipment]]*CSU_data_summary[[#This Row],[Area]]","v":15039672.641332937}]
[null,"ZNE-Ready-Stanislaus-Student Services","ZNE-Ready","Stanislaus","Student Services",131027,5.6432844900193757,4.0468770098971811,2.4977918222450888,0.85560134644443753,5.0277206828241097,13.12651657788847,31.197791929318662,4087753.0831228364,{"$f":"CSU_data_summary[[#This Row],[Heating]]*CSU_data_summary[[#This Row],[Area]]","v":739422.63687376876},{"$f":"CSU_data_summary[[#This Row],[Cooling]]*CSU_data_summary[[#This Row],[Area]]","v":530250.15397579793},{"$f":"CSU_data_summary[[#This Row],[Ventilation]]*CSU_data_summary[[#This Row],[Area]]","v":327278.16909330722},{"$f":"CSU_data_summary[[#This Row],[Water Heating]]*CSU_data_summary[[#This Row],[Area]]","v":112106.87762057531},{"$f":"CSU_data_summary[[#This Row],[Lighting]]*CSU_data_summary[[#This Row],[Area]]","v":658767.15790839458},{"$f":"CSU_data_summary[[#This Row],[Equipment]]*CSU_data_summary[[#This Row],[Area]]","v":1719928.0876509927}]
[null,"ZNE-Ready-Stanislaus-Theater Arts","ZNE-Ready","Stanislaus","Theater Arts",32453,8.8258480284943754,3.7735923721859024,2.187042673155414,2.7377186161413616,5.0286920602604424,8.4914383128989854,31.044332063136483,1007481.7084449683,{"$f":"CSU_data_summary[[#This Row],[Heating]]*CSU_data_summary[[#This Row],[Area]]","v":286425.24606872798},{"$f":"CSU_data_summary[[#This Row],[Cooling]]*CSU_data_summary[[#This Row],[Area]]","v":122464.3932545491},{"$f":"CSU_data_summary[[#This Row],[Ventilation]]*CSU_data_summary[[#This Row],[Area]]","v":70976.09587191265},{"$f":"CSU_data_summary[[#This Row],[Water Heating]]*CSU_data_summary[[#This Row],[Area]]","v":88847.182249635604},{"$f":"CSU_data_summary[[#This Row],[Lighting]]*CSU_data_summary[[#This Row],[Area]]","v":163196.14343163214},{"$f":"CSU_data_summary[[#This Row],[Equipment]]*CSU_data_summary[[#This Row],[Area]]","v":275572.64756851079}]
[null,"ZNE-Ready-Stanislaus-University Union","ZNE-Ready","Stanislaus","University Union",34377,10.567802228219071,4.3359102570947146,2.5469886023297574,3.1043392203697717,5.8431264240200962,8.4333294960724086,34.83149622810582,1197402.3458335937,{"$f":"CSU_data_summary[[#This Row],[Heating]]*CSU_data_summary[[#This Row],[Area]]","v":363289.33719948697},{"$f":"CSU_data_summary[[#This Row],[Cooling]]*CSU_data_summary[[#This Row],[Area]]","v":149055.58690814499},{"$f":"CSU_data_summary[[#This Row],[Ventilation]]*CSU_data_summary[[#This Row],[Area]]","v":87557.827182290072},{"$f":"CSU_data_summary[[#This Row],[Water Heating]]*CSU_data_summary[[#This Row],[Area]]","v":106717.86937865164},{"$f":"CSU_data_summary[[#This Row],[Lighting]]*CSU_data_summary[[#This Row],[Area]]","v":200869.15707853885},{"$f":"CSU_data_summary[[#This Row],[Equipment]]*CSU_data_summary[[#This Row],[Area]]","v":289912.56808648119}]

{"sheet":"CSU_campus_data","index":5,"n_rows":26,"n_cols":10,"rows_kept":26,"cut":false,"hidden":false,"merged":[]}
[]
[null,"City","Zip Code","Campus","Address","CA Climate Zone","ASHRAE Climate Zone","DOE Climate Zone","Nearest TMY3 Weather Data","Solar kWh/kW Estimate"]
[null,"Bakersfield",{"$f":"_xlfn.NUMBERVALUE(RIGHT(E3,5))","v":93311},"Bakersfield","CSUB Stockdale Hwy, Bakersfield, CA 93311",13,"3B","3B","Bakersfield Meadows Field",1469.513671875]
[null,"Camarillo",93012,"Channel Islands","1 University Dr, Camarillo, CA 93012",6,"3C","3C","Camarillo (AWOS)",1462.68786621093]
[null,"Chico",95929,"Chico","400 W 1st St, Chico, CA 95929",11,"3B","3B","Red Bluff Municipal Arpt",1394.97888183593]
[null,"Carson",90747,"Dominguez Hills","1000 E Victoria St, Carson, CA 90747",8,"3B","3B","Long Beach Daugherty Fld",1450.57702636718]
[null,"Hayward",94542,"East Bay","25800 Carlos Bee Blvd, Hayward, CA 94542",3,"3C","3C","Hayward Air Term",1446.99206542968]
[null,"Fresno",93740,"Fresno","5241 N Maple Ave, Fresno, CA 93740",13,"3B","3B","Fresno Yosemite Intl AP",1457.71826171875]
[null,"Fullerton",92831,"Fullerton","800 N State College Blvd, Fullerton, CA 92831",8,"3B","3B","Fullerton Municipal",1449.24926757812]
[null,"Arcata",95521,"Humboldt","1 Harpst St, Arcata, CA 95521",1,"4B","4C","Arcata Airport",1178.96618652343]
[null,"Long Beach",90840,"Long Beach","1250 Bellflower Blvd, Long Beach, CA 90840",6,"3B","3C","Long Beach Daugherty Fld",1450.57702636718]
[null,"Los Angeles",90032,"Los Angeles","5151 State University Dr, Los Angeles, CA 90032",9,"3B","3B","Jack Northrop Fld H",1474.35180664062]
[null,"Vallejo",94590,"Maritime Academy","200 Maritime Academy Dr, Vallejo, CA 94590",3,"3B","3C","Napa Co. Airport",1439.97424316406]
[null,"Seaside",93955,"Monterey Bay","100 Campus Center, Seaside, CA 93955",3,"3C","3C","Monterey NAF",1417.8837890625]
[null,"Northridge",91330,"Northridge","18111 Nordhoff St, Northridge, CA 91330",9,"3B","3B","Van Nuys Airport",1491.95104980468]
[null,"Pomona",91768,"Pomona","3801 W Temple Ave, Pomona, CA 91768",9,"3B","3B","Chino Airport",1465.47729492187]
[null,"Sacramento",95819,"Sacramento","6000 J Street, Sacramento, CA 95819",12,"3B","3B","Sacramento Executive Arpt",1423.8759765625]
[null,"San Bernardino",92407,"San Bernardino","5500 University Pkwy, San Bernardino, CA 92407",10,"3B","3B","Riverside Muni",1491.21374511718]
[null,"San Diego",92182,"San Diego","5500 Campanile Dr, San Diego, CA 92182",7,"3B","3B","San Diego/Montgomer",1516.24792480468]
[null,"San Francisco",94132,"San Francisco","1600 Holloway Ave, San Francisco, CA 94132",3,"3C","3C","San Francisco Intl AP",1418.01818847656]
[null,"San Jose",95192,"San Jose","1 Washington Sq, San Jose, CA 95192",4,"3C","3C","San Jose Intl AP",1455.82604980468]
[null,"San Luis Obispo",93407,"San Luis Obispo","1 Grand Avenue, San Luis Obispo, CA 93407",5,"3C","3C","San Luis Co Rgnl",1506.00866699218]
[null,"San Marcos",92096,"San Marcos","333 S Twin Oaks Valley Rd, San Marcos, CA 92096",10,"3B","3B","Carlsbad/Palomar",1490.30969238281]
[null,"Rohnert Park",94928,"Sonoma","1801 E Cotati Ave, Rohnert Park, CA 94928",2,"3B","3C","Santa Rosa (AWOS)",1347.66296386718]
[null,"Turlock",95382,"Stanislaus","1 University Cir, Turlock, CA 95382",12,"3B","3B","Modesto City-County AP",1446.02758789062]
[null,"Long Beach",90802,"Office of the Chancellor​​​","401 Golden Shore, Long Beach, CA 90802",6,"3B","3C","Long Beach Daugherty Fld",1450.57702636718]

{"sheet":"_assumptions","index":6,"n_rows":6,"n_cols":3,"rows_kept":6,"cut":false,"hidden":false,"merged":[]}
[]
[null,"Parameter","Value"]
[null,"PV Cost [$/W]",4]
[null,"PV Capacity [W/sf]",15]
[null,"Building Construction Cost [$/sf]",400]
[null,"PV % of Construction Cost",0.05]